## gen
Bus # | 1032 | 1032 | 1034 | 1034 | 1131 | 1131 | 1232 | 1232 | 1331 | 1331 | 1333 | 1333 | 1431 | 1431 | 2030 | 2030 | 2130 | 2130 | 2130 | 2233 | 2233 | 2233 | 2438 | 2438 | 2438 | 2438 | 2438 | 2438 | 2619 | 2630 | 2634 | 2637 | 2638 | 3133 | 3133 | 3135 | 3135 | 3234 | 3234 | 3234 | 3333 | 3333 | 3432 | 3433 | 3531 | 3531 | 3531 | 3631 | 3631 | 3731 | 3831 | 3835 | 3835 | 3836 | 3931 | 3931 | 3933 | 3933 | 3933 | 3933 | 3933 | 4031 | 4031 | 4035 | 4035 | 4035 | 4039 | 4039 | 4131 | 4131 | 4132 | 4132 | 4132 | 4231 | 4231 | 4231 | 4232 | 4232 | 5031 | 5031 | 5032 | 5032 | 5032 | 6132 | 6132 | 6132 | 6231 | 6231 | 6235 | 6235 | 6333 | 6335 | 6335 | 6335 | 6433 | 6433 | 6433 | 6533 | 6533 | 6533 | 7031 | 7031 | 7031 | 7031 | 7032 | 7032 | 7032 | 8033 | 8034 | 8034
Gen id | C | G | C | G | C | G | C | H | G | H | C | G | G | N | E | G | E | G | H | DG | EG | TG | EG | ND | RG | SG | SH | WG | DC | G | C | H | H | NG | SC | MG | NG | DG | MG | NG | CG | NG | NP | NG | CE | NE | NH | NB | NG | NH | NN | ND | NG | DG | NB | NH | CG | NB | ND | NG | NH | G | H | C | G | H | G | H | B | H | G | H | N | C | G | H | G | H | G | H | C | G | R | B | G | H | C | G | G | H | C | C | G | H | C | E | G | C | G | H | C | G | P | SC | C | G | H | H | G | H
type | GENROU | GENROU | GENROU | GENROU | GENROU | GENROU | GENROU | GENROU | GENROU | GENROU | GENROU | GENROU | GENROU | GENROU | GENROU | GENROU | GENROU | GENROU | GENROU | GENROU | GENROU | GENROU | GENROU | GENROU | GENROU | GENROU | GENROU | GENROU | GENROU | GENROU | GENROU | GENROU | GENROU | GENROU | GENROU | GENROU | GENROU | GENROU | GENROU | GENROU | GENROU | GENROU | GENROU | GENROU | GENROU | GENROU | GENROU | GENROU | GENROU | GENROU | GENROU | GENROU | GENROU | GENROU | GENROU | GENROU | GENROU | GENROU | GENROU | GENROU | GENROU | GENROU | GENROU | GENROU | GENROU | GENROU | GENROU | GENROU | GENROU | GENROU | GENROU | GENROU | GENROU | GENROU | GENROU | GENROU | GENROU | GENROU | GENROU | GENROU | GENROU | GENROU | GENROU | GENROU | GENROU | GENROU | GENROU | GENROU | GENROU | GENROU | GENROU | GENROU | GENROU | GENROU | GENROU | GENROU | GENROU | GENROU | GENROU | GENROU | GENROU | GENROU | GENROU | GENROU | GENROU | GENROU | GENROU | GENROU | GENROU | GENROU
T'd0 | 6 | 6 | 6 | 6 | 6 | 6 | 6 | 6 | 6 | 6 | 6 | 6 | 6 | 6 | 6 | 6 | 6 | 6 | 6 | 6 | 6 | 6 | 6 | 6 | 6 | 6 | 6 | 6 | 6 | 6 | 6 | 6 | 6 | 6 | 6 | 6 | 6 | 6 | 6 | 6 | 6 | 6 | 6 | 6 | 6 | 6 | 6 | 6 | 6 | 6 | 6 | 6 | 6 | 6 | 6 | 6 | 6 | 6 | 6 | 6 | 6 | 6 | 6 | 6 | 6 | 6 | 6 | 6 | 6 | 6 | 6 | 6 | 6 | 6 | 6 | 6 | 6 | 6 | 6 | 6 | 6 | 6 | 6 | 6 | 6 | 6 | 6 | 6 | 6 | 6 | 6 | 6 | 6 | 6 | 6 | 6 | 6 | 6 | 6 | 6 | 6 | 6 | 6 | 6 | 6 | 6 | 6 | 6 | 6 | 6
T''d0 | 0.5 | 0.5 | 0.5 | 0.5 | 0.5 | 0.5 | 0.5 | 0.5 | 0.5 | 0.5 | 0.5 | 0.5 | 0.5 | 0.5 | 0.5 | 0.5 | 0.5 | 0.5 | 0.5 | 0.5 | 0.5 | 0.5 | 0.5 | 0.5 | 0.5 | 0.5 | 0.5 | 0.5 | 0.5 | 0.5 | 0.5 | 0.5 | 0.5 | 0.5 | 0.5 | 0.5 | 0.5 | 0.5 | 0.5 | 0.5 | 0.5 | 0.5 | 0.5 | 0.5 | 0.5 | 0.5 | 0.5 | 0.5 | 0.5 | 0.5 | 0.5 | 0.5 | 0.5 | 0.5 | 0.5 | 0.5 | 0.5 | 0.5 | 0.5 | 0.5 | 0.5 | 0.5 | 0.5 | 0.5 | 0.5 | 0.5 | 0.5 | 0.5 | 0.5 | 0.5 | 0.5 | 0.5 | 0.5 | 0.5 | 0.5 | 0.5 | 0.5 | 0.5 | 0.5 | 0.5 | 0.5 | 0.5 | 0.5 | 0.5 | 0.5 | 0.5 | 0.5 | 0.5 | 0.5 | 0.5 | 0.5 | 0.5 | 0.5 | 0.5 | 0.5 | 0.5 | 0.5 | 0.5 | 0.5 | 0.5 | 0.5 | 0.5 | 0.5 | 0.5 | 0.5 | 0.5 | 0.5 | 0.5 | 0.5 | 0.5
T'q0 | bar: C GENROU to H GENROU
T''q0 | 0.05 | 0.05 | 0.05 | 0.05 | 0.05 | 0.05 | 0.05 | 0.05 | 0.05 | 0.05 | 0.05 | 0.05 | 0.05 | 0.05 | 0.05 | 0.05 | 0.05 | 0.05 | 0.05 | 0.05 | 0.05 | 0.05 | 0.05 | 0.05 | 0.05 | 0.05 | 0.05 | 0.05 | 0.05 | 0.05 | 0.05 | 0.05 | 0.05 | 0.05 | 0.05 | 0.05 | 0.05 | 0.05 | 0.05 | 0.05 | 0.05 | 0.05 | 0.05 | 0.05 | 0.05 | 0.05 | 0.05 | 0.05 | 0.05 | 0.05 | 0.05 | 0.05 | 0.05 | 0.05 | 0.05 | 0.05 | 0.05 | 0.05 | 0.05 | 0.05 | 0.05 | 0.05 | 0.05 | 0.05 | 0.05 | 0.05 | 0.05 | 0.05 | 0.05 | 0.05 | 0.05 | 0.05 | 0.05 | 0.05 | 0.05 | 0.05 | 0.05 | 0.05 | 0.05 | 0.05 | 0.05 | 0.05 | 0.05 | 0.05 | 0.05 | 0.05 | 0.05 | 0.05 | 0.05 | 0.05 | 0.05 | 0.05 | 0.05 | 0.05 | 0.05 | 0.05 | 0.05 | 0.05 | 0.05 | 0.05 | 0.05 | 0.05 | 0.05 | 0.05 | 0.05 | 0.05 | 0.05 | 0.05 | 0.05 | 0.05
H | 2.41 | 2.41 | 2.41 | 2.41 | 4.26 | 4.26 | 4.26 | 4.26 | 4.26 | 4.26 | 2.79 | 2.79 | 4.26 | 4.26 | 4.53 | 4.53 | 3.74 | 3.74 | 3.74 | 3.3 | 3.3 | 3.3 | 3.54 | 3.54 | 3.54 | 3.54 | 3.54 | 3.54 | 0.01 | 4.75 | 2.87 | 4.75 | 4.75 | 3.66 | 3.66 | 3.66 | 3.66 | 3.66 | 3.66 | 3.66 | 3.66 | 3.66 | 3.66 | 3.66 | 3.66 | 3.66 | 3.66 | 3.66 | 3.66 | 2.79 | 3.66 | 3.66 | 3.66 | 3.66 | 3.66 | 3.66 | 3.66 | 3.66 | 3.66 | 3.66 | 3.66 | 3.84 | 3.84 | 3.84 | 3.84 | 3.84 | 3.84 | 3.84 | 3.84 | 3.84 | 3.84 | 3.84 | 3.84 | 3.84 | 3.84 | 3.84 | 3.84 | 3.84 | 3.08 | 3.08 | 3.08 | 3.08 | 3.08 | 2.15 | 2.15 | 2.15 | 2.87 | 2.87 | 2.87 | 2.87 | 2.87 | 2.87 | 2.87 | 2.87 | 2.79 | 2.79 | 2.79 | 2.87 | 2.87 | 2.87 | 2.87 | 2.87 | 2.87 | 2.87 | 2.87 | 2.87 | 2.87 | 3.66 | 3.66 | 3.66
D | 0 | 0 | 0 | 0 | 0 | 0 | 0 | 0 | 0 | 0 | 0 | 0 | 0 | 0 | 0 | 0 | 0 | 0 | 0 | 0 | 0 | 0 | 0 | 0 | 0 | 0 | 0 | 0 | 0 | 0 | 0 | 0 | 0 | 0 | 0 | 0 | 0 | 0 | 0 | 0 | 0 | 0 | 0 | 0 | 0 | 0 | 0 | 0 | 0 | 0 | 0 | 0 | 0 | 0 | 0 | 0 | 0 | 0 | 0 | 0 | 0 | 0 | 0 | 0 | 0 | 0 | 0 | 0 | 0 | 0 | 0 | 0 | 0 | 0 | 0 | 0 | 0 | 0 | 0 | 0 | 0 | 0 | 0 | 0 | 0 | 0 | 0 | 0 | 0 | 0 | 0 | 0 | 0 | 0 | 0 | 0 | 0 | 0 | 0 | 0 | 0 | 0 | 0 | 0 | 0 | 0 | 0 | 0 | 0 | 0
Xd | 1.4 | 1.4 | 1.4 | 1.4 | 1.4 | 1.4 | 1.4 | 1.4 | 1.4 | 1.4 | 1.4 | 1.4 | 1.4 | 1.4 | 1.4 | 1.4 | 1.4 | 1.4 | 1.4 | 1.4 | 1.4 | 1.4 | 1.4 | 1.4 | 1.4 | 1.4 | 1.4 | 1.4 | 1.4 | 1.4 | 1.4 | 1.4 | 1.4 | 1.4 | 1.4 | 1.4 | 1.4 | 1.4 | 1.4 | 1.4 | 1.4 | 1.4 | 1.4 | 1.4 | 1.4 | 1.4 | 1.4 | 1.4 | 1.4 | 1.4 | 1.4 | 1.4 | 1.4 | 1.4 | 1.4 | 1.4 | 1.4 | 1.4 | 1.4 | 1.4 | 1.4 | 1.4 | 1.4 | 1.4 | 1.4 | 1.4 | 1.4 | 1.4 | 1.4 | 1.4 | 1.4 | 1.4 | 1.4 | 1.4 | 1.4 | 1.4 | 1.4 | 1.4 | 1.4 | 1.4 | 1.4 | 1.4 | 1.4 | 1.4 | 1.4 | 1.4 | 1.4 | 1.4 | 1.4 | 1.4 | 1.4 | 1.4 | 1.4 | 1.4 | 1.4 | 1.4 | 1.4 | 1.4 | 1.4 | 1.4 | 1.4 | 1.4 | 1.4 | 1.4 | 1.4 | 1.4 | 1.4 | 1.4 | 1.4 | 1.4
Xq | 1.35 | 1.35 | 1.35 | 1.35 | 1.35 | 1.35 | 1.35 | 1.35 | 1.35 | 1.35 | 1.35 | 1.35 | 1.35 | 1.35 | 1.35 | 1.35 | 1.35 | 1.35 | 1.35 | 1.35 | 1.35 | 1.35 | 1.35 | 1.35 | 1.35 | 1.35 | 1.35 | 1.35 | 1.35 | 1.35 | 1.35 | 1.35 | 1.35 | 1.35 | 1.35 | 1.35 | 1.35 | 1.35 | 1.35 | 1.35 | 1.35 | 1.35 | 1.35 | 1.35 | 1.35 | 1.35 | 1.35 | 1.35 | 1.35 | 1.35 | 1.35 | 1.35 | 1.35 | 1.35 | 1.35 | 1.35 | 1.35 | 1.35 | 1.35 | 1.35 | 1.35 | 1.35 | 1.35 | 1.35 | 1.35 | 1.35 | 1.35 | 1.35 | 1.35 | 1.35 | 1.35 | 1.35 | 1.35 | 1.35 | 1.35 | 1.35 | 1.35 | 1.35 | 1.35 | 1.35 | 1.35 | 1.35 | 1.35 | 1.35 | 1.35 | 1.35 | 1.35 | 1.35 | 1.35 | 1.35 | 1.35 | 1.35 | 1.35 | 1.35 | 1.35 | 1.35 | 1.35 | 1.35 | 1.35 | 1.35 | 1.35 | 1.35 | 1.35 | 1.35 | 1.35 | 1.35 | 1.35 | 1.35 | 1.35 | 1.35
X'd | 0.3 | 0.3 | 0.3 | 0.3 | 0.3 | 0.3 | 0.3 | 0.3 | 0.3 | 0.3 | 0.3 | 0.3 | 0.3 | 0.3 | 0.3 | 0.3 | 0.3 | 0.3 | 0.3 | 0.3 | 0.3 | 0.3 | 0.3 | 0.3 | 0.3 | 0.3 | 0.3 | 0.3 | 0.3 | 0.3 | 0.3 | 0.3 | 0.3 | 0.3 | 0.3 | 0.3 | 0.3 | 0.3 | 0.3 | 0.3 | 0.3 | 0.3 | 0.3 | 0.3 | 0.3 | 0.3 | 0.3 | 0.3 | 0.3 | 0.3 | 0.3 | 0.3 | 0.3 | 0.3 | 0.3 | 0.3 | 0.3 | 0.3 | 0.3 | 0.3 | 0.3 | 0.3 | 0.3 | 0.3 | 0.3 | 0.3 | 0.3 | 0.3 | 0.3 | 0.3 | 0.3 | 0.3 | 0.3 | 0.3 | 0.3 | 0.3 | 0.3 | 0.3 | 0.3 | 0.3 | 0.3 | 0.3 | 0.3 | 0.3 | 0.3 | 0.3 | 0.3 | 0.3 | 0.3 | 0.3 | 0.3 | 0.3 | 0.3 | 0.3 | 0.3 | 0.3 | 0.3 | 0.3 | 0.3 | 0.3 | 0.3 | 0.3 | 0.3 | 0.3 | 0.3 | 0.3 | 0.3 | 0.3 | 0.3 | 0.3
X'q | 0.6 | 0.6 | 0.6 | 0.6 | 0.6 | 0.6 | 0.6 | 0.6 | 0.6 | 0.6 | 0.6 | 0.6 | 0.6 | 0.6 | 0.6 | 0.6 | 0.6 | 0.6 | 0.6 | 0.6 | 0.6 | 0.6 | 0.6 | 0.6 | 0.6 | 0.6 | 0.6 | 0.6 | 0.6 | 0.6 | 0.6 | 0.6 | 0.6 | 0.6 | 0.6 | 0.6 | 0.6 | 0.6 | 0.6 | 0.6 | 0.6 | 0.6 | 0.6 | 0.6 | 0.6 | 0.6 | 0.6 | 0.6 | 0.6 | 0.6 | 0.6 | 0.6 | 0.6 | 0.6 | 0.6 | 0.6 | 0.6 | 0.6 | 0.6 | 0.6 | 0.6 | 0.6 | 0.6 | 0.6 | 0.6 | 0.6 | 0.6 | 0.6 | 0.6 | 0.6 | 0.6 | 0.6 | 0.6 | 0.6 | 0.6 | 0.6 | 0.6 | 0.6 | 0.6 | 0.6 | 0.6 | 0.6 | 0.6 | 0.6 | 0.6 | 0.6 | 0.6 | 0.6 | 0.6 | 0.6 | 0.6 | 0.6 | 0.6 | 0.6 | 0.6 | 0.6 | 0.6 | 0.6 | 0.6 | 0.6 | 0.6 | 0.6 | 0.6 | 0.6 | 0.6 | 0.6 | 0.6 | 0.6 | 0.6 | 0.6
X''d=X''q | 0.2 | 0.2 | 0.2 | 0.2 | 0.2 | 0.2 | 0.2 | 0.2 | 0.2 | 0.2 | 0.2 | 0.2 | 0.2 | 0.2 | 0.2 | 0.2 | 0.2 | 0.2 | 0.2 | 0.2 | 0.2 | 0.2 | 0.2 | 0.2 | 0.2 | 0.2 | 0.2 | 0.2 | 0.2 | 0.2 | 0.2 | 0.2 | 0.2 | 0.2 | 0.2 | 0.2 | 0.2 | 0.2 | 0.2 | 0.2 | 0.2 | 0.2 | 0.2 | 0.2 | 0.2 | 0.2 | 0.2 | 0.2 | 0.2 | 0.2 | 0.2 | 0.2 | 0.2 | 0.2 | 0.2 | 0.2 | 0.2 | 0.2 | 0.2 | 0.2 | 0.2 | 0.2 | 0.2 | 0.2 | 0.2 | 0.2 | 0.2 | 0.2 | 0.2 | 0.2 | 0.2 | 0.2 | 0.2 | 0.2 | 0.2 | 0.2 | 0.2 | 0.2 | 0.2 | 0.2 | 0.2 | 0.2 | 0.2 | 0.2 | 0.2 | 0.2 | 0.2 | 0.2 | 0.2 | 0.2 | 0.2 | 0.2 | 0.2 | 0.2 | 0.2 | 0.2 | 0.2 | 0.2 | 0.2 | 0.2 | 0.2 | 0.2 | 0.2 | 0.2 | 0.2 | 0.2 | 0.2 | 0.2 | 0.2 | 0.2
Xl | 0.1 | 0.1 | 0.1 | 0.1 | 0.1 | 0.1 | 0.1 | 0.1 | 0.1 | 0.1 | 0.1 | 0.1 | 0.1 | 0.1 | 0.1 | 0.1 | 0.1 | 0.1 | 0.1 | 0.1 | 0.1 | 0.1 | 0.1 | 0.1 | 0.1 | 0.1 | 0.1 | 0.1 | 0.1 | 0.1 | 0.1 | 0.1 | 0.1 | 0.1 | 0.1 | 0.1 | 0.1 | 0.1 | 0.1 | 0.1 | 0.1 | 0.1 | 0.1 | 0.1 | 0.1 | 0.1 | 0.1 | 0.1 | 0.1 | 0.1 | 0.1 | 0.1 | 0.1 | 0.1 | 0.1 | 0.1 | 0.1 | 0.1 | 0.1 | 0.1 | 0.1 | 0.1 | 0.1 | 0.1 | 0.1 | 0.1 | 0.1 | 0.1 | 0.1 | 0.1 | 0.1 | 0.1 | 0.1 | 0.1 | 0.1 | 0.1 | 0.1 | 0.1 | 0.1 | 0.1 | 0.1 | 0.1 | 0.1 | 0.1 | 0.1 | 0.1 | 0.1 | 0.1 | 0.1 | 0.1 | 0.1 | 0.1 | 0.1 | 0.1 | 0.1 | 0.1 | 0.1 | 0.1 | 0.1 | 0.1 | 0.1 | 0.1 | 0.1 | 0.1 | 0.1 | 0.1 | 0.1 | 0.1 | 0.1 | 0.1
S(1.0) | 0 | 0 | 0 | 0 | 0 | 0 | 0 | 0 | 0 | 0 | 0 | 0 | 0 | 0 | 0 | 0 | 0 | 0 | 0 | 0 | 0 | 0 | 0 | 0 | 0 | 0 | 0 | 0 | 0 | 0 | 0 | 0 | 0 | 0 | 0 | 0 | 0 | 0 | 0 | 0 | 0 | 0 | 0 | 0 | 0 | 0 | 0 | 0 | 0 | 0 | 0 | 0 | 0 | 0 | 0 | 0 | 0 | 0 | 0 | 0 | 0 | 0 | 0 | 0 | 0 | 0 | 0 | 0 | 0 | 0 | 0 | 0 | 0 | 0 | 0 | 0 | 0 | 0 | 0 | 0 | 0 | 0 | 0 | 0 | 0 | 0 | 0 | 0 | 0 | 0 | 0 | 0 | 0 | 0 | 0 | 0 | 0 | 0 | 0 | 0 | 0 | 0 | 0 | 0 | 0 | 0 | 0 | 0 | 0 | 0
S(1.2) | 0 | 0 | 0 | 0 | 0 | 0 | 0 | 0 | 0 | 0 | 0 | 0 | 0 | 0 | 0 | 0 | 0 | 0 | 0 | 0 | 0 | 0 | 0 | 0 | 0 | 0 | 0 | 0 | 0 | 0 | 0 | 0 | 0 | 0 | 0 | 0 | 0 | 0 | 0 | 0 | 0 | 0 | 0 | 0 | 0 | 0 | 0 | 0 | 0 | 0 | 0 | 0 | 0 | 0 | 0 | 0 | 0 | 0 | 0 | 0 | 0 | 0 | 0 | 0 | 0 | 0 | 0 | 0 | 0 | 0 | 0 | 0 | 0 | 0 | 0 | 0 | 0 | 0 | 0 | 0 | 0 | 0 | 0 | 0 | 0 | 0 | 0 | 0 | 0 | 0 | 0 | 0 | 0 | 0 | 0 | 0 | 0 | 0 | 0 | 0 | 0 | 0 | 0 | 0 | 0 | 0 | 0 | 0 | 0 | 0
Ra | 0 | 0 | 0 | 0 | 0 | 0 | 0 | 0 | 0 | 0 | 0 | 0 | 0 | 0 | 0 | 0 | 0 | 0 | 0 | 0 | 0 | 0 | 0 | 0 | 0 | 0 | 0 | 0 | 0 | 0 | 0 | 0 | 0 | 0 | 0 | 0 | 0 | 0 | 0 | 0 | 0 | 0 | 0 | 0 | 0 | 0 | 0 | 0 | 0 | 0 | 0 | 0 | 0 | 0 | 0 | 0 | 0 | 0 | 0 | 0 | 0 | 0 | 0 | 0 | 0 | 0 | 0 | 0 | 0 | 0 | 0 | 0 | 0 | 0 | 0 | 0 | 0 | 0 | 0 | 0 | 0 | 0 | 0 | 0 | 0 | 0 | 0 | 0 | 0 | 0 | 0 | 0 | 0 | 0 | 0 | 0 | 0 | 0 | 0 | 0 | 0 | 0 | 0 | 0 | 0 | 0 | 0 | 0 | 0 | 0

## exc
Bus # | 1032 | 1032 | 1034 | 1034 | 1131 | 1131 | 1232 | 1232 | 1331 | 1331 | 1333 | 1333 | 1431 | 1431 | 2030 | 2030 | 2130 | 2130 | 2130 | 2233 | 2233 | 2233 | 2438 | 2438 | 2438 | 2438 | 2438 | 2438 | 2619 | 2630 | 2634 | 2637 | 2638 | 3133 | 3133 | 3135 | 3135 | 3234 | 3234 | 3234 | 3333 | 3333 | 3432 | 3433 | 3531 | 3531 | 3531 | 3631 | 3631 | 3731 | 3831 | 3835 | 3835 | 3836 | 3931 | 3931 | 3933 | 3933 | 3933 | 3933 | 3933 | 4031 | 4031 | 4035 | 4035 | 4035 | 4039 | 4039 | 4131 | 4131 | 4132 | 4132 | 4132 | 4231 | 4231 | 4231 | 4232 | 4232 | 5031 | 5031 | 5032 | 5032 | 5032 | 6132 | 6132 | 6132 | 6231 | 6231 | 6235 | 6235 | 6333 | 6335 | 6335 | 6335 | 6433 | 6433 | 6433 | 6533 | 6533 | 6533 | 7031 | 7031 | 7031 | 7031 | 7032 | 7032 | 7032 | 8033 | 8034 | 8034
Gen id | C | G | C | G | C | G | C | H | G | H | C | G | G | N | E | G | E | G | H | DG | EG | TG | EG | ND | RG | SG | SH | WG | DC | G | C | H | H | NG | SC | MG | NG | DG | MG | NG | CG | NG | NP | NG | CE | NE | NH | NB | NG | NH | NN | ND | NG | DG | NB | NH | CG | NB | ND | NG | NH | G | H | C | G | H | G | H | B | H | G | H | N | C | G | H | G | H | G | H | C | G | R | B | G | H | C | G | G | H | C | C | G | H | C | E | G | C | G | H | C | G | P | SC | C | G | H | H | G | H
type | SEXS | SEXS | SEXS | SEXS | SEXS | SEXS | SEXS | SEXS | SEXS | SEXS | SEXS | SEXS | SEXS | SEXS | SEXS | SEXS | SEXS | SEXS | SEXS | SEXS | SEXS | SEXS | SEXS | SEXS | SEXS | SEXS | SEXS | SEXS | SEXS | SEXS | SEXS | SEXS | SEXS | SEXS | SEXS | SEXS | SEXS | SEXS | SEXS | SEXS | SEXS | SEXS | SEXS | SEXS | SEXS | SEXS | SEXS | SEXS | SEXS | SEXS | SEXS | SEXS | SEXS | SEXS | SEXS | SEXS | SEXS | SEXS | SEXS | SEXS | SEXS | SEXS | SEXS | SEXS | SEXS | SEXS | SEXS | SEXS | SEXS | SEXS | SEXS | SEXS | SEXS | SEXS | SEXS | SEXS | SEXS | SEXS | SEXS | SEXS | SEXS | SEXS | SEXS | SEXS | SEXS | SEXS | SEXS | SEXS | SEXS | SEXS | SEXS | SEXS | SEXS | SEXS | SEXS | SEXS | SEXS | SEXS | SEXS | SEXS | SEXS | SEXS | SEXS | SEXS | SEXS | SEXS | SEXS | SEXS | SEXS | SEXS
TA_o_TB | 0.1 | 0.1 | 0.1 | 0.1 | 0.1 | 0.1 | 0.1 | 0.1 | 0.1 | 0.1 | 0.1 | 0.1 | 0.1 | 0.1 | 0.1 | 0.1 | 0.1 | 0.1 | 0.1 | 0.1 | 0.1 | 0.1 | 0.1 | 0.1 | 0.1 | 0.1 | 0.1 | 0.1 | 0.1 | 0.1 | 0.1 | 0.1 | 0.1 | 0.1 | 0.1 | 0.1 | 0.1 | 0.1 | 0.1 | 0.1 | 0.1 | 0.1 | 0.1 | 0.1 | 0.1 | 0.1 | 0.1 | 0.1 | 0.1 | 0.1 | 0.1 | 0.1 | 0.1 | 0.1 | 0.1 | 0.1 | 0.1 | 0.1 | 0.1 | 0.1 | 0.1 | 0.1 | 0.1 | 0.1 | 0.1 | 0.1 | 0.1 | 0.1 | 0.1 | 0.1 | 0.1 | 0.1 | 0.1 | 0.1 | 0.1 | 0.1 | 0.1 | 0.1 | 0.1 | 0.1 | 0.1 | 0.1 | 0.1 | 0.1 | 0.1 | 0.1 | 0.1 | 0.1 | 0.1 | 0.1 | 0.1 | 0.1 | 0.1 | 0.1 | 0.1 | 0.1 | 0.1 | 0.1 | 0.1 | 0.1 | 0.1 | 0.1 | 0.1 | 0.1 | 0.1 | 0.1 | 0.1 | 0.1 | 0.1 | 0.1
TB | 10 | 10 | 10 | 10 | 10 | 10 | 10 | 10 | 10 | 10 | 10 | 10 | 10 | 10 | 10 | 10 | 10 | 10 | 10 | 10 | 10 | 10 | 10 | 10 | 10 | 10 | 10 | 10 | 10 | 10 | 10 | 10 | 10 | 10 | 10 | 10 | 10 | 10 | 10 | 10 | 10 | 10 | 10 | 10 | 10 | 10 | 10 | 10 | 10 | 10 | 10 | 10 | 10 | 10 | 10 | 10 | 10 | 10 | 10 | 10 | 10 | 10 | 10 | 10 | 10 | 10 | 10 | 10 | 10 | 10 | 10 | 10 | 10 | 10 | 10 | 10 | 10 | 10 | 10 | 10 | 10 | 10 | 10 | 10 | 10 | 10 | 10 | 10 | 10 | 10 | 10 | 10 | 10 | 10 | 10 | 10 | 10 | 10 | 10 | 10 | 10 | 10 | 10 | 10 | 10 | 10 | 10 | 10 | 10 | 10
K | 100 | 100 | 100 | 100 | 100 | 100 | 100 | 100 | 100 | 100 | 100 | 100 | 100 | 100 | 100 | 100 | 100 | 100 | 100 | 100 | 100 | 100 | 100 | 100 | 100 | 100 | 100 | 100 | 100 | 100 | 100 | 100 | 100 | 100 | 100 | 100 | 100 | 100 | 100 | 100 | 100 | 100 | 100 | 100 | 100 | 100 | 100 | 100 | 100 | 100 | 100 | 100 | 100 | 100 | 100 | 100 | 100 | 100 | 100 | 100 | 100 | 100 | 100 | 100 | 100 | 100 | 100 | 100 | 100 | 100 | 100 | 100 | 100 | 100 | 100 | 100 | 100 | 100 | 100 | 100 | 100 | 100 | 100 | 100 | 100 | 100 | 100 | 100 | 100 | 100 | 100 | 100 | 100 | 100 | 100 | 100 | 100 | 100 | 100 | 100 | 100 | 100 | 100 | 100 | 100 | 100 | 100 | 100 | 100 | 100
TE | 0.1 | 0.1 | 0.1 | 0.1 | 0.1 | 0.1 | 0.1 | 0.1 | 0.1 | 0.1 | 0.1 | 0.1 | 0.1 | 0.1 | 0.1 | 0.1 | 0.1 | 0.1 | 0.1 | 0.1 | 0.1 | 0.1 | 0.1 | 0.1 | 0.1 | 0.1 | 0.1 | 0.1 | 0.1 | 0.1 | 0.1 | 0.1 | 0.1 | 0.1 | 0.1 | 0.1 | 0.1 | 0.1 | 0.1 | 0.1 | 0.1 | 0.1 | 0.1 | 0.1 | 0.1 | 0.1 | 0.1 | 0.1 | 0.1 | 0.1 | 0.1 | 0.1 | 0.1 | 0.1 | 0.1 | 0.1 | 0.1 | 0.1 | 0.1 | 0.1 | 0.1 | 0.1 | 0.1 | 0.1 | 0.1 | 0.1 | 0.1 | 0.1 | 0.1 | 0.1 | 0.1 | 0.1 | 0.1 | 0.1 | 0.1 | 0.1 | 0.1 | 0.1 | 0.1 | 0.1 | 0.1 | 0.1 | 0.1 | 0.1 | 0.1 | 0.1 | 0.1 | 0.1 | 0.1 | 0.1 | 0.1 | 0.1 | 0.1 | 0.1 | 0.1 | 0.1 | 0.1 | 0.1 | 0.1 | 0.1 | 0.1 | 0.1 | 0.1 | 0.1 | 0.1 | 0.1 | 0.1 | 0.1 | 0.1 | 0.1
Emin | 0 | 0 | 0 | 0 | 0 | 0 | 0 | 0 | 0 | 0 | 0 | 0 | 0 | 0 | 0 | 0 | 0 | 0 | 0 | 0 | 0 | 0 | 0 | 0 | 0 | 0 | 0 | 0 | 0 | 0 | 0 | 0 | 0 | 0 | 0 | 0 | 0 | 0 | 0 | 0 | 0 | 0 | 0 | 0 | 0 | 0 | 0 | 0 | 0 | 0 | 0 | 0 | 0 | 0 | 0 | 0 | 0 | 0 | 0 | 0 | 0 | 0 | 0 | 0 | 0 | 0 | 0 | 0 | 0 | 0 | 0 | 0 | 0 | 0 | 0 | 0 | 0 | 0 | 0 | 0 | 0 | 0 | 0 | 0 | 0 | 0 | 0 | 0 | 0 | 0 | 0 | 0 | 0 | 0 | 0 | 0 | 0 | 0 | 0 | 0 | 0 | 0 | 0 | 0 | 0 | 0 | 0 | 0 | 0 | 0
Emax | 3 | 3 | 3 | 3 | 3 | 3 | 3 | 3 | 3 | 3 | 3 | 3 | 3 | 3 | 3 | 3 | 3 | 3 | 3 | 3 | 3 | 3 | 3 | 3 | 3 | 3 | 3 | 3 | 3 | 3 | 3 | 3 | 3 | 3 | 3 | 3 | 3 | 3 | 3 | 3 | 3 | 3 | 3 | 3 | 3 | 3 | 3 | 3 | 3 | 3 | 3 | 3 | 3 | 3 | 3 | 3 | 3 | 3 | 3 | 3 | 3 | 3 | 3 | 3 | 3 | 3 | 3 | 3 | 3 | 3 | 3 | 3 | 3 | 3 | 3 | 3 | 3 | 3 | 3 | 3 | 3 | 3 | 3 | 3 | 3 | 3 | 3 | 3 | 3 | 3 | 3 | 3 | 3 | 3 | 3 | 3 | 3 | 3 | 3 | 3 | 3 | 3 | 3 | 3 | 3 | 3 | 3 | 3 | 3 | 3

## gov
Bus # | 1032 | 1032 | 1034 | 1034 | 1131 | 1131 | 1232 | 1232 | 1331 | 1331 | 1333 | 1333 | 1431 | 1431 | 2030 | 2030 | 2130 | 2130 | 2130 | 2233 | 2233 | 2233 | 2438 | 2438 | 2438 | 2438 | 2438 | 2438 | 2619 | 2630 | 2634 | 2637 | 2638 | 3133 | 3133 | 3135 | 3135 | 3234 | 3234 | 3234 | 3333 | 3333 | 3432 | 3433 | 3531 | 3531 | 3531 | 3631 | 3631 | 3731 | 3831 | 3835 | 3835 | 3836 | 3931 | 3931 | 3933 | 3933 | 3933 | 3933 | 3933 | 4031 | 4031 | 4035 | 4035 | 4035 | 4039 | 4039 | 4131 | 4131 | 4132 | 4132 | 4132 | 4231 | 4231 | 4231 | 4232 | 4232 | 5031 | 5031 | 5032 | 5032 | 5032 | 6132 | 6132 | 6132 | 6231 | 6231 | 6235 | 6235 | 6333 | 6335 | 6335 | 6335 | 6433 | 6433 | 6433 | 6533 | 6533 | 6533 | 7031 | 7031 | 7031 | 7031 | 7032 | 7032 | 7032 | 8033 | 8034 | 8034
Gen id | C | G | C | G | C | G | C | H | G | H | C | G | G | N | E | G | E | G | H | DG | EG | TG | EG | ND | RG | SG | SH | WG | DC | G | C | H | H | NG | SC | MG | NG | DG | MG | NG | CG | NG | NP | NG | CE | NE | NH | NB | NG | NH | NN | ND | NG | DG | NB | NH | CG | NB | ND | NG | NH | G | H | C | G | H | G | H | B | H | G | H | N | C | G | H | G | H | G | H | C | G | R | B | G | H | C | G | G | H | C | C | G | H | C | E | G | C | G | H | C | G | P | SC | C | G | H | H | G | H
type | GAST | GAST | GAST | GAST | GAST | GAST | GAST | GAST | GAST | GAST | GAST | GAST | GAST | GAST | GAST | GAST | GAST | GAST | GAST | GAST | GAST | GAST | GAST | GAST | GAST | GAST | GAST | GAST | GAST | GAST | GAST | GAST | GAST | GAST | GAST | GAST | GAST | GAST | GAST | GAST | GAST | GAST | GAST | GAST | GAST | GAST | GAST | GAST | GAST | GAST | GAST | GAST | GAST | GAST | GAST | GAST | GAST | GAST | GAST | GAST | GAST | GAST | GAST | GAST | GAST | GAST | GAST | GAST | GAST | GAST | GAST | GAST | GAST | GAST | GAST | GAST | GAST | GAST | GAST | GAST | GAST | GAST | GAST | GAST | GAST | GAST | GAST | GAST | GAST | GAST | GAST | GAST | GAST | GAST | GAST | GAST | GAST | GAST | GAST | GAST | GAST | GAST | GAST | GAST | GAST | GAST | GAST | GAST | GAST | GAST
R | 0.33 | 0.33 | 0.33 | 0.33 | 0.33 | 0.33 | 0.33 | 0.33 | 0.33 | 0.33 | 0.33 | 0.33 | 0.33 | 0.33 | 0.33 | 0.33 | 0.33 | 0.33 | 0.33 | 0.33 | 0.33 | 0.33 | 0.33 | 0.33 | 0.33 | 0.33 | 0.33 | 0.33 | 0.33 | 0.33 | 0.33 | 0.33 | 0.33 | 0.33 | 0.33 | 0.33 | 0.33 | 0.33 | 0.33 | 0.33 | 0.33 | 0.33 | 0.33 | 0.33 | 0.33 | 0.33 | 0.33 | 0.33 | 0.33 | 0.33 | 0.33 | 0.33 | 0.33 | 0.33 | 0.33 | 0.33 | 0.33 | 0.33 | 0.33 | 0.33 | 0.33 | 0.33 | 0.33 | 0.33 | 0.33 | 0.33 | 0.33 | 0.33 | 0.33 | 0.33 | 0.33 | 0.33 | 0.33 | 0.33 | 0.33 | 0.33 | 0.33 | 0.33 | 0.33 | 0.33 | 0.33 | 0.33 | 0.33 | 0.33 | 0.33 | 0.33 | 0.33 | 0.33 | 0.33 | 0.33 | 0.33 | 0.33 | 0.33 | 0.33 | 0.33 | 0.33 | 0.33 | 0.33 | 0.33 | 0.33 | 0.33 | 0.33 | 0.33 | 0.33 | 0.33 | 0.33 | 0.33 | 0.33 | 0.33 | 0.33
T1 | 0.5 | 0.5 | 0.5 | 0.5 | 0.5 | 0.5 | 0.5 | 0.5 | 0.5 | 0.5 | 0.5 | 0.5 | 0.5 | 0.5 | 0.5 | 0.5 | 0.5 | 0.5 | 0.5 | 0.5 | 0.5 | 0.5 | 0.5 | 0.5 | 0.5 | 0.5 | 0.5 | 0.5 | 0.5 | 0.5 | 0.5 | 0.5 | 0.5 | 0.5 | 0.5 | 0.5 | 0.5 | 0.5 | 0.5 | 0.5 | 0.5 | 0.5 | 0.5 | 0.5 | 0.5 | 0.5 | 0.5 | 0.5 | 0.5 | 0.5 | 0.5 | 0.5 | 0.5 | 0.5 | 0.5 | 0.5 | 0.5 | 0.5 | 0.5 | 0.5 | 0.5 | 0.5 | 0.5 | 0.5 | 0.5 | 0.5 | 0.5 | 0.5 | 0.5 | 0.5 | 0.5 | 0.5 | 0.5 | 0.5 | 0.5 | 0.5 | 0.5 | 0.5 | 0.5 | 0.5 | 0.5 | 0.5 | 0.5 | 0.5 | 0.5 | 0.5 | 0.5 | 0.5 | 0.5 | 0.5 | 0.5 | 0.5 | 0.5 | 0.5 | 0.5 | 0.5 | 0.5 | 0.5 | 0.5 | 0.5 | 0.5 | 0.5 | 0.5 | 0.5 | 0.5 | 0.5 | 0.5 | 0.5 | 0.5 | 0.5
T2 | 0.5 | 0.5 | 0.5 | 0.5 | 0.5 | 0.5 | 0.5 | 0.5 | 0.5 | 0.5 | 0.5 | 0.5 | 0.5 | 0.5 | 0.5 | 0.5 | 0.5 | 0.5 | 0.5 | 0.5 | 0.5 | 0.5 | 0.5 | 0.5 | 0.5 | 0.5 | 0.5 | 0.5 | 0.5 | 0.5 | 0.5 | 0.5 | 0.5 | 0.5 | 0.5 | 0.5 | 0.5 | 0.5 | 0.5 | 0.5 | 0.5 | 0.5 | 0.5 | 0.5 | 0.5 | 0.5 | 0.5 | 0.5 | 0.5 | 0.5 | 0.5 | 0.5 | 0.5 | 0.5 | 0.5 | 0.5 | 0.5 | 0.5 | 0.5 | 0.5 | 0.5 | 0.5 | 0.5 | 0.5 | 0.5 | 0.5 | 0.5 | 0.5 | 0.5 | 0.5 | 0.5 | 0.5 | 0.5 | 0.5 | 0.5 | 0.5 | 0.5 | 0.5 | 0.5 | 0.5 | 0.5 | 0.5 | 0.5 | 0.5 | 0.5 | 0.5 | 0.5 | 0.5 | 0.5 | 0.5 | 0.5 | 0.5 | 0.5 | 0.5 | 0.5 | 0.5 | 0.5 | 0.5 | 0.5 | 0.5 | 0.5 | 0.5 | 0.5 | 0.5 | 0.5 | 0.5 | 0.5 | 0.5 | 0.5 | 0.5
T3 | 3 | 3 | 3 | 3 | 3 | 3 | 3 | 3 | 3 | 3 | 3 | 3 | 3 | 3 | 3 | 3 | 3 | 3 | 3 | 3 | 3 | 3 | 3 | 3 | 3 | 3 | 3 | 3 | 3 | 3 | 3 | 3 | 3 | 3 | 3 | 3 | 3 | 3 | 3 | 3 | 3 | 3 | 3 | 3 | 3 | 3 | 3 | 3 | 3 | 3 | 3 | 3 | 3 | 3 | 3 | 3 | 3 | 3 | 3 | 3 | 3 | 3 | 3 | 3 | 3 | 3 | 3 | 3 | 3 | 3 | 3 | 3 | 3 | 3 | 3 | 3 | 3 | 3 | 3 | 3 | 3 | 3 | 3 | 3 | 3 | 3 | 3 | 3 | 3 | 3 | 3 | 3 | 3 | 3 | 3 | 3 | 3 | 3 | 3 | 3 | 3 | 3 | 3 | 3 | 3 | 3 | 3 | 3 | 3 | 3
Ambient temperature load limit | bar: C to H
KT | 2 | 2 | 2 | 2 | 2 | 2 | 2 | 2 | 2 | 2 | 2 | 2 | 2 | 2 | 2 | 2 | 2 | 2 | 2 | 2 | 2 | 2 | 2 | 2 | 2 | 2 | 2 | 2 | 2 | 2 | 2 | 2 | 2 | 2 | 2 | 2 | 2 | 2 | 2 | 2 | 2 | 2 | 2 | 2 | 2 | 2 | 2 | 2 | 2 | 2 | 2 | 2 | 2 | 2 | 2 | 2 | 2 | 2 | 2 | 2 | 2 | 2 | 2 | 2 | 2 | 2 | 2 | 2 | 2 | 2 | 2 | 2 | 2 | 2 | 2 | 2 | 2 | 2 | 2 | 2 | 2 | 2 | 2 | 2 | 2 | 2 | 2 | 2 | 2 | 2 | 2 | 2 | 2 | 2 | 2 | 2 | 2 | 2 | 2 | 2 | 2 | 2 | 2 | 2 | 2 | 2 | 2 | 2 | 2 | 2
VMAX | bar: C to H
VMIN | 0 | 0 | 0 | 0 | 0 | 0 | 0 | 0 | 0 | 0 | 0 | 0 | 0 | 0 | 0 | 0 | 0 | 0 | 0 | 0 | 0 | 0 | 0 | 0 | 0 | 0 | 0 | 0 | 0 | 0 | 0 | 0 | 0 | 0 | 0 | 0 | 0 | 0 | 0 | 0 | 0 | 0 | 0 | 0 | 0 | 0 | 0 | 0 | 0 | 0 | 0 | 0 | 0 | 0 | 0 | 0 | 0 | 0 | 0 | 0 | 0 | 0 | 0 | 0 | 0 | 0 | 0 | 0 | 0 | 0 | 0 | 0 | 0 | 0 | 0 | 0 | 0 | 0 | 0 | 0 | 0 | 0 | 0 | 0 | 0 | 0 | 0 | 0 | 0 | 0 | 0 | 0 | 0 | 0 | 0 | 0 | 0 | 0 | 0 | 0 | 0 | 0 | 0 | 0 | 0 | 0 | 0 | 0 | 0 | 0
Dturb | 0 | 0 | 0 | 0 | 0 | 0 | 0 | 0 | 0 | 0 | 0 | 0 | 0 | 0 | 0 | 0 | 0 | 0 | 0 | 0 | 0 | 0 | 0 | 0 | 0 | 0 | 0 | 0 | 0 | 0 | 0 | 0 | 0 | 0 | 0 | 0 | 0 | 0 | 0 | 0 | 0 | 0 | 0 | 0 | 0 | 0 | 0 | 0 | 0 | 0 | 0 | 0 | 0 | 0 | 0 | 0 | 0 | 0 | 0 | 0 | 0 | 0 | 0 | 0 | 0 | 0 | 0 | 0 | 0 | 0 | 0 | 0 | 0 | 0 | 0 | 0 | 0 | 0 | 0 | 0 | 0 | 0 | 0 | 0 | 0 | 0 | 0 | 0 | 0 | 0 | 0 | 0 | 0 | 0 | 0 | 0 | 0 | 0 | 0 | 0 | 0 | 0 | 0 | 0 | 0 | 0 | 0 | 0 | 0 | 0

## pss
Bus # | 1032 | 1032 | 1034 | 1034 | 1131 | 1131 | 1232 | 1232 | 1331 | 1331 | 1333 | 1333 | 1431 | 1431 | 2030 | 2030 | 2130 | 2130 | 2130 | 2233 | 2233 | 2233 | 2438 | 2438 | 2438 | 2438 | 2438 | 2438 | 2619 | 2630 | 2634 | 2637 | 2638 | 3133 | 3133 | 3135 | 3135 | 3234 | 3234 | 3234 | 3333 | 3333 | 3432 | 3433 | 3531 | 3531 | 3531 | 3631 | 3631 | 3731 | 3831 | 3835 | 3835 | 3836 | 3931 | 3931 | 3933 | 3933 | 3933 | 3933 | 3933 | 4031 | 4031 | 4035 | 4035 | 4035 | 4039 | 4039 | 4131 | 4131 | 4132 | 4132 | 4132 | 4231 | 4231 | 4231 | 4232 | 4232 | 5031 | 5031 | 5032 | 5032 | 5032 | 6132 | 6132 | 6132 | 6231 | 6231 | 6235 | 6235 | 6333 | 6335 | 6335 | 6335 | 6433 | 6433 | 6433 | 6533 | 6533 | 6533 | 7031 | 7031 | 7031 | 7031 | 7032 | 7032 | 7032 | 8033 | 8034 | 8034
Gen id | C | G | C | G | C | G | C | H | G | H | C | G | G | N | E | G | E | G | H | DG | EG | TG | EG | ND | RG | SG | SH | WG | DC | G | C | H | H | NG | SC | MG | NG | DG | MG | NG | CG | NG | NP | NG | CE | NE | NH | NB | NG | NH | NN | ND | NG | DG | NB | NH | CG | NB | ND | NG | NH | G | H | C | G | H | G | H | B | H | G | H | N | C | G | H | G | H | G | H | C | G | R | B | G | H | C | G | G | H | C | C | G | H | C | E | G | C | G | H | C | G | P | SC | C | G | H | H | G | H
type | IEEEST | IEEEST | IEEEST | IEEEST | IEEEST | IEEEST | IEEEST | IEEEST | IEEEST | IEEEST | IEEEST | IEEEST | IEEEST | IEEEST | IEEEST | IEEEST | IEEEST | IEEEST | IEEEST | IEEEST | IEEEST | IEEEST | IEEEST | IEEEST | IEEEST | IEEEST | IEEEST | IEEEST | IEEEST | IEEEST | IEEEST | IEEEST | IEEEST | IEEEST | IEEEST | IEEEST | IEEEST | IEEEST | IEEEST | IEEEST | IEEEST | IEEEST | IEEEST | IEEEST | IEEEST | IEEEST | IEEEST | IEEEST | IEEEST | IEEEST | IEEEST | IEEEST | IEEEST | IEEEST | IEEEST | IEEEST | IEEEST | IEEEST | IEEEST | IEEEST | IEEEST | IEEEST | IEEEST | IEEEST | IEEEST | IEEEST | IEEEST | IEEEST | IEEEST | IEEEST | IEEEST | IEEEST | IEEEST | IEEEST | IEEEST | IEEEST | IEEEST | IEEEST | IEEEST | IEEEST | IEEEST | IEEEST | IEEEST | IEEEST | IEEEST | IEEEST | IEEEST | IEEEST | IEEEST | IEEEST | IEEEST | IEEEST | IEEEST | IEEEST | IEEEST | IEEEST | IEEEST | IEEEST | IEEEST | IEEEST | IEEEST | IEEEST | IEEEST | IEEEST | IEEEST | IEEEST | IEEEST | IEEEST | IEEEST | IEEEST
A1 | 1.013 | 1.013 | 1.013 | 1.013 | 1.013 | 1.013 | 1.013 | 1.013 | 1.013 | 1.013 | 1.013 | 1.013 | 1.013 | 1.013 | 1.013 | 1.013 | 1.013 | 1.013 | 1.013 | 1.013 | 1.013 | 1.013 | 1.013 | 1.013 | 1.013 | 1.013 | 1.013 | 1.013 | 1.013 | 1.013 | 1.013 | 1.013 | 1.013 | 1.013 | 1.013 | 1.013 | 1.013 | 1.013 | 1.013 | 1.013 | 1.013 | 1.013 | 1.013 | 1.013 | 1.013 | 1.013 | 1.013 | 1.013 | 1.013 | 1.013 | 1.013 | 1.013 | 1.013 | 1.013 | 1.013 | 1.013 | 1.013 | 1.013 | 1.013 | 1.013 | 1.013 | 1.013 | 1.013 | 1.013 | 1.013 | 1.013 | 1.013 | 1.013 | 1.013 | 1.013 | 1.013 | 1.013 | 1.013 | 1.013 | 1.013 | 1.013 | 1.013 | 1.013 | 1.013 | 1.013 | 1.013 | 1.013 | 1.013 | 1.013 | 1.013 | 1.013 | 1.013 | 1.013 | 1.013 | 1.013 | 1.013 | 1.013 | 1.013 | 1.013 | 1.013 | 1.013 | 1.013 | 1.013 | 1.013 | 1.013 | 1.013 | 1.013 | 1.013 | 1.013 | 1.013 | 1.013 | 1.013 | 1.013 | 1.013 | 1.013
A2 | 0.013 | 0.013 | 0.013 | 0.013 | 0.013 | 0.013 | 0.013 | 0.013 | 0.013 | 0.013 | 0.013 | 0.013 | 0.013 | 0.013 | 0.013 | 0.013 | 0.013 | 0.013 | 0.013 | 0.013 | 0.013 | 0.013 | 0.013 | 0.013 | 0.013 | 0.013 | 0.013 | 0.013 | 0.013 | 0.013 | 0.013 | 0.013 | 0.013 | 0.013 | 0.013 | 0.013 | 0.013 | 0.013 | 0.013 | 0.013 | 0.013 | 0.013 | 0.013 | 0.013 | 0.013 | 0.013 | 0.013 | 0.013 | 0.013 | 0.013 | 0.013 | 0.013 | 0.013 | 0.013 | 0.013 | 0.013 | 0.013 | 0.013 | 0.013 | 0.013 | 0.013 | 0.013 | 0.013 | 0.013 | 0.013 | 0.013 | 0.013 | 0.013 | 0.013 | 0.013 | 0.013 | 0.013 | 0.013 | 0.013 | 0.013 | 0.013 | 0.013 | 0.013 | 0.013 | 0.013 | 0.013 | 0.013 | 0.013 | 0.013 | 0.013 | 0.013 | 0.013 | 0.013 | 0.013 | 0.013 | 0.013 | 0.013 | 0.013 | 0.013 | 0.013 | 0.013 | 0.013 | 0.013 | 0.013 | 0.013 | 0.013 | 0.013 | 0.013 | 0.013 | 0.013 | 0.013 | 0.013 | 0.013 | 0.013 | 0.013
A3 | 0 | 0 | 0 | 0 | 0 | 0 | 0 | 0 | 0 | 0 | 0 | 0 | 0 | 0 | 0 | 0 | 0 | 0 | 0 | 0 | 0 | 0 | 0 | 0 | 0 | 0 | 0 | 0 | 0 | 0 | 0 | 0 | 0 | 0 | 0 | 0 | 0 | 0 | 0 | 0 | 0 | 0 | 0 | 0 | 0 | 0 | 0 | 0 | 0 | 0 | 0 | 0 | 0 | 0 | 0 | 0 | 0 | 0 | 0 | 0 | 0 | 0 | 0 | 0 | 0 | 0 | 0 | 0 | 0 | 0 | 0 | 0 | 0 | 0 | 0 | 0 | 0 | 0 | 0 | 0 | 0 | 0 | 0 | 0 | 0 | 0 | 0 | 0 | 0 | 0 | 0 | 0 | 0 | 0 | 0 | 0 | 0 | 0 | 0 | 0 | 0 | 0 | 0 | 0 | 0 | 0 | 0 | 0 | 0 | 0
A4 | 0 | 0 | 0 | 0 | 0 | 0 | 0 | 0 | 0 | 0 | 0 | 0 | 0 | 0 | 0 | 0 | 0 | 0 | 0 | 0 | 0 | 0 | 0 | 0 | 0 | 0 | 0 | 0 | 0 | 0 | 0 | 0 | 0 | 0 | 0 | 0 | 0 | 0 | 0 | 0 | 0 | 0 | 0 | 0 | 0 | 0 | 0 | 0 | 0 | 0 | 0 | 0 | 0 | 0 | 0 | 0 | 0 | 0 | 0 | 0 | 0 | 0 | 0 | 0 | 0 | 0 | 0 | 0 | 0 | 0 | 0 | 0 | 0 | 0 | 0 | 0 | 0 | 0 | 0 | 0 | 0 | 0 | 0 | 0 | 0 | 0 | 0 | 0 | 0 | 0 | 0 | 0 | 0 | 0 | 0 | 0 | 0 | 0 | 0 | 0 | 0 | 0 | 0 | 0 | 0 | 0 | 0 | 0 | 0 | 0
A5 | 1.013 | 1.013 | 1.013 | 1.013 | 1.013 | 1.013 | 1.013 | 1.013 | 1.013 | 1.013 | 1.013 | 1.013 | 1.013 | 1.013 | 1.013 | 1.013 | 1.013 | 1.013 | 1.013 | 1.013 | 1.013 | 1.013 | 1.013 | 1.013 | 1.013 | 1.013 | 1.013 | 1.013 | 1.013 | 1.013 | 1.013 | 1.013 | 1.013 | 1.013 | 1.013 | 1.013 | 1.013 | 1.013 | 1.013 | 1.013 | 1.013 | 1.013 | 1.013 | 1.013 | 1.013 | 1.013 | 1.013 | 1.013 | 1.013 | 1.013 | 1.013 | 1.013 | 1.013 | 1.013 | 1.013 | 1.013 | 1.013 | 1.013 | 1.013 | 1.013 | 1.013 | 1.013 | 1.013 | 1.013 | 1.013 | 1.013 | 1.013 | 1.013 | 1.013 | 1.013 | 1.013 | 1.013 | 1.013 | 1.013 | 1.013 | 1.013 | 1.013 | 1.013 | 1.013 | 1.013 | 1.013 | 1.013 | 1.013 | 1.013 | 1.013 | 1.013 | 1.013 | 1.013 | 1.013 | 1.013 | 1.013 | 1.013 | 1.013 | 1.013 | 1.013 | 1.013 | 1.013 | 1.013 | 1.013 | 1.013 | 1.013 | 1.013 | 1.013 | 1.013 | 1.013 | 1.013 | 1.013 | 1.013 | 1.013 | 1.013
A6 | 0.113 | 0.113 | 0.113 | 0.113 | 0.113 | 0.113 | 0.113 | 0.113 | 0.113 | 0.113 | 0.113 | 0.113 | 0.113 | 0.113 | 0.113 | 0.113 | 0.113 | 0.113 | 0.113 | 0.113 | 0.113 | 0.113 | 0.113 | 0.113 | 0.113 | 0.113 | 0.113 | 0.113 | 0.113 | 0.113 | 0.113 | 0.113 | 0.113 | 0.113 | 0.113 | 0.113 | 0.113 | 0.113 | 0.113 | 0.113 | 0.113 | 0.113 | 0.113 | 0.113 | 0.113 | 0.113 | 0.113 | 0.113 | 0.113 | 0.113 | 0.113 | 0.113 | 0.113 | 0.113 | 0.113 | 0.113 | 0.113 | 0.113 | 0.113 | 0.113 | 0.113 | 0.113 | 0.113 | 0.113 | 0.113 | 0.113 | 0.113 | 0.113 | 0.113 | 0.113 | 0.113 | 0.113 | 0.113 | 0.113 | 0.113 | 0.113 | 0.113 | 0.113 | 0.113 | 0.113 | 0.113 | 0.113 | 0.113 | 0.113 | 0.113 | 0.113 | 0.113 | 0.113 | 0.113 | 0.113 | 0.113 | 0.113 | 0.113 | 0.113 | 0.113 | 0.113 | 0.113 | 0.113 | 0.113 | 0.113 | 0.113 | 0.113 | 0.113 | 0.113 | 0.113 | 0.113 | 0.113 | 0.113 | 0.113 | 0.113
T1 | 3 | 3 | 3 | 3 | 3 | 3 | 3 | 3 | 3 | 3 | 3 | 3 | 3 | 3 | 3 | 3 | 3 | 3 | 3 | 3 | 3 | 3 | 3 | 3 | 3 | 3 | 3 | 3 | 3 | 3 | 3 | 3 | 3 | 3 | 3 | 3 | 3 | 3 | 3 | 3 | 3 | 3 | 3 | 3 | 3 | 3 | 3 | 3 | 3 | 3 | 3 | 3 | 3 | 3 | 3 | 3 | 3 | 3 | 3 | 3 | 3 | 3 | 3 | 3 | 3 | 3 | 3 | 3 | 3 | 3 | 3 | 3 | 3 | 3 | 3 | 3 | 3 | 3 | 3 | 3 | 3 | 3 | 3 | 3 | 3 | 3 | 3 | 3 | 3 | 3 | 3 | 3 | 3 | 3 | 3 | 3 | 3 | 3 | 3 | 3 | 3 | 3 | 3 | 3 | 3 | 3 | 3 | 3 | 3 | 3
T2 | 0.02 | 0.02 | 0.02 | 0.02 | 0.02 | 0.02 | 0.02 | 0.02 | 0.02 | 0.02 | 0.02 | 0.02 | 0.02 | 0.02 | 0.02 | 0.02 | 0.02 | 0.02 | 0.02 | 0.02 | 0.02 | 0.02 | 0.02 | 0.02 | 0.02 | 0.02 | 0.02 | 0.02 | 0.02 | 0.02 | 0.02 | 0.02 | 0.02 | 0.02 | 0.02 | 0.02 | 0.02 | 0.02 | 0.02 | 0.02 | 0.02 | 0.02 | 0.02 | 0.02 | 0.02 | 0.02 | 0.02 | 0.02 | 0.02 | 0.02 | 0.02 | 0.02 | 0.02 | 0.02 | 0.02 | 0.02 | 0.02 | 0.02 | 0.02 | 0.02 | 0.02 | 0.02 | 0.02 | 0.02 | 0.02 | 0.02 | 0.02 | 0.02 | 0.02 | 0.02 | 0.02 | 0.02 | 0.02 | 0.02 | 0.02 | 0.02 | 0.02 | 0.02 | 0.02 | 0.02 | 0.02 | 0.02 | 0.02 | 0.02 | 0.02 | 0.02 | 0.02 | 0.02 | 0.02 | 0.02 | 0.02 | 0.02 | 0.02 | 0.02 | 0.02 | 0.02 | 0.02 | 0.02 | 0.02 | 0.02 | 0.02 | 0.02 | 0.02 | 0.02 | 0.02 | 0.02 | 0.02 | 0.02 | 0.02 | 0.02
T3 | 0 | 0 | 0 | 0 | 0 | 0 | 0 | 0 | 0 | 0 | 0 | 0 | 0 | 0 | 0 | 0 | 0 | 0 | 0 | 0 | 0 | 0 | 0 | 0 | 0 | 0 | 0 | 0 | 0 | 0 | 0 | 0 | 0 | 0 | 0 | 0 | 0 | 0 | 0 | 0 | 0 | 0 | 0 | 0 | 0 | 0 | 0 | 0 | 0 | 0 | 0 | 0 | 0 | 0 | 0 | 0 | 0 | 0 | 0 | 0 | 0 | 0 | 0 | 0 | 0 | 0 | 0 | 0 | 0 | 0 | 0 | 0 | 0 | 0 | 0 | 0 | 0 | 0 | 0 | 0 | 0 | 0 | 0 | 0 | 0 | 0 | 0 | 0 | 0 | 0 | 0 | 0 | 0 | 0 | 0 | 0 | 0 | 0 | 0 | 0 | 0 | 0 | 0 | 0 | 0 | 0 | 0 | 0 | 0 | 0
T4 | 0 | 0 | 0 | 0 | 0 | 0 | 0 | 0 | 0 | 0 | 0 | 0 | 0 | 0 | 0 | 0 | 0 | 0 | 0 | 0 | 0 | 0 | 0 | 0 | 0 | 0 | 0 | 0 | 0 | 0 | 0 | 0 | 0 | 0 | 0 | 0 | 0 | 0 | 0 | 0 | 0 | 0 | 0 | 0 | 0 | 0 | 0 | 0 | 0 | 0 | 0 | 0 | 0 | 0 | 0 | 0 | 0 | 0 | 0 | 0 | 0 | 0 | 0 | 0 | 0 | 0 | 0 | 0 | 0 | 0 | 0 | 0 | 0 | 0 | 0 | 0 | 0 | 0 | 0 | 0 | 0 | 0 | 0 | 0 | 0 | 0 | 0 | 0 | 0 | 0 | 0 | 0 | 0 | 0 | 0 | 0 | 0 | 0 | 0 | 0 | 0 | 0 | 0 | 0 | 0 | 0 | 0 | 0 | 0 | 0
T5 | 1.65 | 1.65 | 1.65 | 1.65 | 1.65 | 1.65 | 1.65 | 1.65 | 1.65 | 1.65 | 1.65 | 1.65 | 1.65 | 1.65 | 1.65 | 1.65 | 1.65 | 1.65 | 1.65 | 1.65 | 1.65 | 1.65 | 1.65 | 1.65 | 1.65 | 1.65 | 1.65 | 1.65 | 1.65 | 1.65 | 1.65 | 1.65 | 1.65 | 1.65 | 1.65 | 1.65 | 1.65 | 1.65 | 1.65 | 1.65 | 1.65 | 1.65 | 1.65 | 1.65 | 1.65 | 1.65 | 1.65 | 1.65 | 1.65 | 1.65 | 1.65 | 1.65 | 1.65 | 1.65 | 1.65 | 1.65 | 1.65 | 1.65 | 1.65 | 1.65 | 1.65 | 1.65 | 1.65 | 1.65 | 1.65 | 1.65 | 1.65 | 1.65 | 1.65 | 1.65 | 1.65 | 1.65 | 1.65 | 1.65 | 1.65 | 1.65 | 1.65 | 1.65 | 1.65 | 1.65 | 1.65 | 1.65 | 1.65 | 1.65 | 1.65 | 1.65 | 1.65 | 1.65 | 1.65 | 1.65 | 1.65 | 1.65 | 1.65 | 1.65 | 1.65 | 1.65 | 1.65 | 1.65 | 1.65 | 1.65 | 1.65 | 1.65 | 1.65 | 1.65 | 1.65 | 1.65 | 1.65 | 1.65 | 1.65 | 1.65
T6 | 1.65 | 1.65 | 1.65 | 1.65 | 1.65 | 1.65 | 1.65 | 1.65 | 1.65 | 1.65 | 1.65 | 1.65 | 1.65 | 1.65 | 1.65 | 1.65 | 1.65 | 1.65 | 1.65 | 1.65 | 1.65 | 1.65 | 1.65 | 1.65 | 1.65 | 1.65 | 1.65 | 1.65 | 1.65 | 1.65 | 1.65 | 1.65 | 1.65 | 1.65 | 1.65 | 1.65 | 1.65 | 1.65 | 1.65 | 1.65 | 1.65 | 1.65 | 1.65 | 1.65 | 1.65 | 1.65 | 1.65 | 1.65 | 1.65 | 1.65 | 1.65 | 1.65 | 1.65 | 1.65 | 1.65 | 1.65 | 1.65 | 1.65 | 1.65 | 1.65 | 1.65 | 1.65 | 1.65 | 1.65 | 1.65 | 1.65 | 1.65 | 1.65 | 1.65 | 1.65 | 1.65 | 1.65 | 1.65 | 1.65 | 1.65 | 1.65 | 1.65 | 1.65 | 1.65 | 1.65 | 1.65 | 1.65 | 1.65 | 1.65 | 1.65 | 1.65 | 1.65 | 1.65 | 1.65 | 1.65 | 1.65 | 1.65 | 1.65 | 1.65 | 1.65 | 1.65 | 1.65 | 1.65 | 1.65 | 1.65 | 1.65 | 1.65 | 1.65 | 1.65 | 1.65 | 1.65 | 1.65 | 1.65 | 1.65 | 1.65
KS | 3 | 3 | 3 | 3 | 3 | 3 | 3 | 3 | 3 | 3 | 3 | 3 | 3 | 3 | 3 | 3 | 3 | 3 | 3 | 3 | 3 | 3 | 3 | 3 | 3 | 3 | 3 | 3 | 3 | 3 | 3 | 3 | 3 | 3 | 3 | 3 | 3 | 3 | 3 | 3 | 3 | 3 | 3 | 3 | 3 | 3 | 3 | 3 | 3 | 3 | 3 | 3 | 3 | 3 | 3 | 3 | 3 | 3 | 3 | 3 | 3 | 3 | 3 | 3 | 3 | 3 | 3 | 3 | 3 | 3 | 3 | 3 | 3 | 3 | 3 | 3 | 3 | 3 | 3 | 3 | 3 | 3 | 3 | 3 | 3 | 3 | 3 | 3 | 3 | 3 | 3 | 3 | 3 | 3 | 3 | 3 | 3 | 3 | 3 | 3 | 3 | 3 | 3 | 3 | 3 | 3 | 3 | 3 | 3 | 3
LSMAX | 0.1 | 0.1 | 0.1 | 0.1 | 0.1 | 0.1 | 0.1 | 0.1 | 0.1 | 0.1 | 0.1 | 0.1 | 0.1 | 0.1 | 0.1 | 0.1 | 0.1 | 0.1 | 0.1 | 0.1 | 0.1 | 0.1 | 0.1 | 0.1 | 0.1 | 0.1 | 0.1 | 0.1 | 0.1 | 0.1 | 0.1 | 0.1 | 0.1 | 0.1 | 0.1 | 0.1 | 0.1 | 0.1 | 0.1 | 0.1 | 0.1 | 0.1 | 0.1 | 0.1 | 0.1 | 0.1 | 0.1 | 0.1 | 0.1 | 0.1 | 0.1 | 0.1 | 0.1 | 0.1 | 0.1 | 0.1 | 0.1 | 0.1 | 0.1 | 0.1 | 0.1 | 0.1 | 0.1 | 0.1 | 0.1 | 0.1 | 0.1 | 0.1 | 0.1 | 0.1 | 0.1 | 0.1 | 0.1 | 0.1 | 0.1 | 0.1 | 0.1 | 0.1 | 0.1 | 0.1 | 0.1 | 0.1 | 0.1 | 0.1 | 0.1 | 0.1 | 0.1 | 0.1 | 0.1 | 0.1 | 0.1 | 0.1 | 0.1 | 0.1 | 0.1 | 0.1 | 0.1 | 0.1 | 0.1 | 0.1 | 0.1 | 0.1 | 0.1 | 0.1 | 0.1 | 0.1 | 0.1 | 0.1 | 0.1 | 0.1
LSMIN | -0.1 | -0.1 | -0.1 | -0.1 | -0.1 | -0.1 | -0.1 | -0.1 | -0.1 | -0.1 | -0.1 | -0.1 | -0.1 | -0.1 | -0.1 | -0.1 | -0.1 | -0.1 | -0.1 | -0.1 | -0.1 | -0.1 | -0.1 | -0.1 | -0.1 | -0.1 | -0.1 | -0.1 | -0.1 | -0.1 | -0.1 | -0.1 | -0.1 | -0.1 | -0.1 | -0.1 | -0.1 | -0.1 | -0.1 | -0.1 | -0.1 | -0.1 | -0.1 | -0.1 | -0.1 | -0.1 | -0.1 | -0.1 | -0.1 | -0.1 | -0.1 | -0.1 | -0.1 | -0.1 | -0.1 | -0.1 | -0.1 | -0.1 | -0.1 | -0.1 | -0.1 | -0.1 | -0.1 | -0.1 | -0.1 | -0.1 | -0.1 | -0.1 | -0.1 | -0.1 | -0.1 | -0.1 | -0.1 | -0.1 | -0.1 | -0.1 | -0.1 | -0.1 | -0.1 | -0.1 | -0.1 | -0.1 | -0.1 | -0.1 | -0.1 | -0.1 | -0.1 | -0.1 | -0.1 | -0.1 | -0.1 | -0.1 | -0.1 | -0.1 | -0.1 | -0.1 | -0.1 | -0.1 | -0.1 | -0.1 | -0.1 | -0.1 | -0.1 | -0.1 | -0.1 | -0.1 | -0.1 | -0.1 | -0.1 | -0.1
VCU | 0 | 0 | 0 | 0 | 0 | 0 | 0 | 0 | 0 | 0 | 0 | 0 | 0 | 0 | 0 | 0 | 0 | 0 | 0 | 0 | 0 | 0 | 0 | 0 | 0 | 0 | 0 | 0 | 0 | 0 | 0 | 0 | 0 | 0 | 0 | 0 | 0 | 0 | 0 | 0 | 0 | 0 | 0 | 0 | 0 | 0 | 0 | 0 | 0 | 0 | 0 | 0 | 0 | 0 | 0 | 0 | 0 | 0 | 0 | 0 | 0 | 0 | 0 | 0 | 0 | 0 | 0 | 0 | 0 | 0 | 0 | 0 | 0 | 0 | 0 | 0 | 0 | 0 | 0 | 0 | 0 | 0 | 0 | 0 | 0 | 0 | 0 | 0 | 0 | 0 | 0 | 0 | 0 | 0 | 0 | 0 | 0 | 0 | 0 | 0 | 0 | 0 | 0 | 0 | 0 | 0 | 0 | 0 | 0 | 0
VCL | 0 | 0 | 0 | 0 | 0 | 0 | 0 | 0 | 0 | 0 | 0 | 0 | 0 | 0 | 0 | 0 | 0 | 0 | 0 | 0 | 0 | 0 | 0 | 0 | 0 | 0 | 0 | 0 | 0 | 0 | 0 | 0 | 0 | 0 | 0 | 0 | 0 | 0 | 0 | 0 | 0 | 0 | 0 | 0 | 0 | 0 | 0 | 0 | 0 | 0 | 0 | 0 | 0 | 0 | 0 | 0 | 0 | 0 | 0 | 0 | 0 | 0 | 0 | 0 | 0 | 0 | 0 | 0 | 0 | 0 | 0 | 0 | 0 | 0 | 0 | 0 | 0 | 0 | 0 | 0 | 0 | 0 | 0 | 0 | 0 | 0 | 0 | 0 | 0 | 0 | 0 | 0 | 0 | 0 | 0 | 0 | 0 | 0 | 0 | 0 | 0 | 0 | 0 | 0 | 0 | 0 | 0 | 0 | 0 | 0

## regca
Bus | 1003 | 1004 | 1032 | 1034 | 1101 | 1301 | 1303 | 1333 | 1401 | 1402 | 1431 | 2130 | 2202 | 2203 | 2332 | 2400 | 2401 | 2402 | 2403 | 2405 | 2406 | 2407 | 2408 | 2409 | 2410 | 2411 | 2431 | 2434 | 2438 | 2438 | 2439 | 2502 | 2503 | 2533 | 2613 | 2615 | 2618 | 2631 | 3101 | 3103 | 3104 | 3201 | 3202 | 3203 | 3204 | 3205 | 3234 | 3302 | 3303 | 3304 | 3305 | 3401 | 3403 | 3404 | 3405 | 3433 | 3501 | 3805 | 3835 | 3907 | 3913 | 3918 | 3923 | 3924 | 3932 | 3933 | 3933 | 4031 | 4031 | 4035 | 4039 | 4131 | 4132 | 4232 | 5032 | 5032 | 6132 | 6132 | 6235 | 6333 | 6401 | 6433 | 6510 | 6533 | 6533 | 7001 | 7031 | 7032 | 8003 | 8004 | 8005
ID | DP | DP | S | W | DP | DP | DP | S | DP | DP | S | S | DP | DP | S | DP | DP | DP | DP | DP | DP | DP | DP | DP | DP | DP | S | S | S | SW | S | DP | DP | S | DP | DP | DP | S | DP | DP | DP | DP | DP | DP | DP | DP | NW | DP | DP | DP | DP | DP | DP | DP | DP | S | DP | DP | S | DP | DP | DP | DP | DP | S | NW | S | S | W | W | W | W | W | W | S | W | S | W | W | W | DP | W | DP | S | W | DP | W | S | DP | DP | DP
LVPL switch, 0: LVPL not present, 1: LVPL present | 1 | 1 | 1 | 1 | 1 | 1 | 1 | 1 | 1 | 1 | 1 | 1 | 1 | 1 | 1 | 1 | 1 | 1 | 1 | 1 | 1 | 1 | 1 | 1 | 1 | 1 | 1 | 1 | 1 | 1 | 1 | 1 | 1 | 1 | 1 | 1 | 1 | 1 | 1 | 1 | 1 | 1 | 1 | 1 | 1 | 1 | 1 | 1 | 1 | 1 | 1 | 1 | 1 | 1 | 1 | 1 | 1 | 1 | 1 | 1 | 1 | 1 | 1 | 1 | 1 | 1 | 1 | 1 | 1 | 1 | 1 | 1 | 1 | 1 | 1 | 1 | 1 | 1 | 1 | 1 | 1 | 1 | 1 | 1 | 1 | 1 | 1 | 1 | 1 | 1 | 1
Tg, Converter time constant, second | 0.02 | 0.02 | 0.02 | 0.02 | 0.02 | 0.02 | 0.02 | 0.02 | 0.02 | 0.02 | 0.02 | 0.02 | 0.02 | 0.02 | 0.02 | 0.02 | 0.02 | 0.02 | 0.02 | 0.02 | 0.02 | 0.02 | 0.02 | 0.02 | 0.02 | 0.02 | 0.02 | 0.02 | 0.02 | 0.02 | 0.02 | 0.02 | 0.02 | 0.02 | 0.02 | 0.02 | 0.02 | 0.02 | 0.02 | 0.02 | 0.02 | 0.02 | 0.02 | 0.02 | 0.02 | 0.02 | 0.02 | 0.02 | 0.02 | 0.02 | 0.02 | 0.02 | 0.02 | 0.02 | 0.02 | 0.02 | 0.02 | 0.02 | 0.02 | 0.02 | 0.02 | 0.02 | 0.02 | 0.02 | 0.02 | 0.02 | 0.02 | 0.02 | 0.02 | 0.02 | 0.02 | 0.02 | 0.02 | 0.02 | 0.02 | 0.02 | 0.02 | 0.02 | 0.02 | 0.02 | 0.02 | 0.02 | 0.02 | 0.02 | 0.02 | 0.02 | 0.02 | 0.02 | 0.02 | 0.02 | 0.02
Rrpwr, LVPL ramp rate limit (pu/s) | 10 | 10 | 10 | 10 | 10 | 10 | 10 | 10 | 10 | 10 | 10 | 10 | 10 | 10 | 10 | 10 | 10 | 10 | 10 | 10 | 10 | 10 | 10 | 10 | 10 | 10 | 10 | 10 | 10 | 10 | 10 | 10 | 10 | 10 | 10 | 10 | 10 | 10 | 10 | 10 | 10 | 10 | 10 | 10 | 10 | 10 | 10 | 10 | 10 | 10 | 10 | 10 | 10 | 10 | 10 | 10 | 10 | 10 | 10 | 10 | 10 | 10 | 10 | 10 | 10 | 10 | 10 | 10 | 10 | 10 | 10 | 10 | 10 | 10 | 10 | 10 | 10 | 10 | 10 | 10 | 10 | 10 | 10 | 10 | 10 | 10 | 10 | 10 | 10 | 10 | 10
Brkpt, LVPL voltage 2 (pu) | 0.9 | 0.9 | 0.9 | 0.9 | 0.9 | 0.9 | 0.9 | 0.9 | 0.9 | 0.9 | 0.9 | 0.9 | 0.9 | 0.9 | 0.9 | 0.9 | 0.9 | 0.9 | 0.9 | 0.9 | 0.9 | 0.9 | 0.9 | 0.9 | 0.9 | 0.9 | 0.9 | 0.9 | 0.9 | 0.9 | 0.9 | 0.9 | 0.9 | 0.9 | 0.9 | 0.9 | 0.9 | 0.9 | 0.9 | 0.9 | 0.9 | 0.9 | 0.9 | 0.9 | 0.9 | 0.9 | 0.9 | 0.9 | 0.9 | 0.9 | 0.9 | 0.9 | 0.9 | 0.9 | 0.9 | 0.9 | 0.9 | 0.9 | 0.9 | 0.9 | 0.9 | 0.9 | 0.9 | 0.9 | 0.9 | 0.9 | 0.9 | 0.9 | 0.9 | 0.9 | 0.9 | 0.9 | 0.9 | 0.9 | 0.9 | 0.9 | 0.9 | 0.9 | 0.9 | 0.9 | 0.9 | 0.9 | 0.9 | 0.9 | 0.9 | 0.9 | 0.9 | 0.9 | 0.9 | 0.9 | 0.9
Zerox, LVPL voltage 1 (pu) | 0.4 | 0.4 | 0.4 | 0.4 | 0.4 | 0.4 | 0.4 | 0.4 | 0.4 | 0.4 | 0.4 | 0.4 | 0.4 | 0.4 | 0.4 | 0.4 | 0.4 | 0.4 | 0.4 | 0.4 | 0.4 | 0.4 | 0.4 | 0.4 | 0.4 | 0.4 | 0.4 | 0.4 | 0.4 | 0.4 | 0.4 | 0.4 | 0.4 | 0.4 | 0.4 | 0.4 | 0.4 | 0.4 | 0.4 | 0.4 | 0.4 | 0.4 | 0.4 | 0.4 | 0.4 | 0.4 | 0.4 | 0.4 | 0.4 | 0.4 | 0.4 | 0.4 | 0.4 | 0.4 | 0.4 | 0.4 | 0.4 | 0.4 | 0.4 | 0.4 | 0.4 | 0.4 | 0.4 | 0.4 | 0.4 | 0.4 | 0.4 | 0.4 | 0.4 | 0.4 | 0.4 | 0.4 | 0.4 | 0.4 | 0.4 | 0.4 | 0.4 | 0.4 | 0.4 | 0.4 | 0.4 | 0.4 | 0.4 | 0.4 | 0.4 | 0.4 | 0.4 | 0.4 | 0.4 | 0.4 | 0.4
Lvpl1, LVPL gail (pu) | 1.22 | 1.22 | 1.22 | 1.22 | 1.22 | 1.22 | 1.22 | 1.22 | 1.22 | 1.22 | 1.22 | 1.22 | 1.22 | 1.22 | 1.22 | 1.22 | 1.22 | 1.22 | 1.22 | 1.22 | 1.22 | 1.22 | 1.22 | 1.22 | 1.22 | 1.22 | 1.22 | 1.22 | 1.22 | 1.22 | 1.22 | 1.22 | 1.22 | 1.22 | 1.22 | 1.22 | 1.22 | 1.22 | 1.22 | 1.22 | 1.22 | 1.22 | 1.22 | 1.22 | 1.22 | 1.22 | 1.22 | 1.22 | 1.22 | 1.22 | 1.22 | 1.22 | 1.22 | 1.22 | 1.22 | 1.22 | 1.22 | 1.22 | 1.22 | 1.22 | 1.22 | 1.22 | 1.22 | 1.22 | 1.22 | 1.22 | 1.22 | 1.22 | 1.22 | 1.22 | 1.22 | 1.22 | 1.22 | 1.22 | 1.22 | 1.22 | 1.22 | 1.22 | 1.22 | 1.22 | 1.22 | 1.22 | 1.22 | 1.22 | 1.22 | 1.22 | 1.22 | 1.22 | 1.22 | 1.22 | 1.22
Volim, Voltage limit for High Voltage Reactive Current Management, pu | 1.2 | 1.2 | 1.2 | 1.2 | 1.2 | 1.2 | 1.2 | 1.2 | 1.2 | 1.2 | 1.2 | 1.2 | 1.2 | 1.2 | 1.2 | 1.2 | 1.2 | 1.2 | 1.2 | 1.2 | 1.2 | 1.2 | 1.2 | 1.2 | 1.2 | 1.2 | 1.2 | 1.2 | 1.2 | 1.2 | 1.2 | 1.2 | 1.2 | 1.2 | 1.2 | 1.2 | 1.2 | 1.2 | 1.2 | 1.2 | 1.2 | 1.2 | 1.2 | 1.2 | 1.2 | 1.2 | 1.2 | 1.2 | 1.2 | 1.2 | 1.2 | 1.2 | 1.2 | 1.2 | 1.2 | 1.2 | 1.2 | 1.2 | 1.2 | 1.2 | 1.2 | 1.2 | 1.2 | 1.2 | 1.2 | 1.2 | 1.2 | 1.2 | 1.2 | 1.2 | 1.2 | 1.2 | 1.2 | 1.2 | 1.2 | 1.2 | 1.2 | 1.2 | 1.2 | 1.2 | 1.2 | 1.2 | 1.2 | 1.2 | 1.2 | 1.2 | 1.2 | 1.2 | 1.2 | 1.2 | 1.2
Lvpnt1, High Voltage point for Low Voltage Active Current Management, pu | 0.9 | 0.9 | 0.9 | 0.9 | 0.9 | 0.9 | 0.9 | 0.9 | 0.9 | 0.9 | 0.9 | 0.9 | 0.9 | 0.9 | 0.9 | 0.9 | 0.9 | 0.9 | 0.9 | 0.9 | 0.9 | 0.9 | 0.9 | 0.9 | 0.9 | 0.9 | 0.9 | 0.9 | 0.9 | 0.9 | 0.9 | 0.9 | 0.9 | 0.9 | 0.9 | 0.9 | 0.9 | 0.9 | 0.9 | 0.9 | 0.9 | 0.9 | 0.9 | 0.9 | 0.9 | 0.9 | 0.9 | 0.9 | 0.9 | 0.9 | 0.9 | 0.9 | 0.9 | 0.9 | 0.9 | 0.9 | 0.9 | 0.9 | 0.9 | 0.9 | 0.9 | 0.9 | 0.9 | 0.9 | 0.9 | 0.9 | 0.9 | 0.9 | 0.9 | 0.9 | 0.9 | 0.9 | 0.9 | 0.9 | 0.9 | 0.9 | 0.9 | 0.9 | 0.9 | 0.9 | 0.9 | 0.9 | 0.9 | 0.9 | 0.9 | 0.9 | 0.9 | 0.9 | 0.9 | 0.9 | 0.9
Lvpnt0, High Voltage point for Low Voltage Active Current Management, pu | 0.5 | 0.5 | 0.5 | 0.5 | 0.5 | 0.5 | 0.5 | 0.5 | 0.5 | 0.5 | 0.5 | 0.5 | 0.5 | 0.5 | 0.5 | 0.5 | 0.5 | 0.5 | 0.5 | 0.5 | 0.5 | 0.5 | 0.5 | 0.5 | 0.5 | 0.5 | 0.5 | 0.5 | 0.5 | 0.5 | 0.5 | 0.5 | 0.5 | 0.5 | 0.5 | 0.5 | 0.5 | 0.5 | 0.5 | 0.5 | 0.5 | 0.5 | 0.5 | 0.5 | 0.5 | 0.5 | 0.5 | 0.5 | 0.5 | 0.5 | 0.5 | 0.5 | 0.5 | 0.5 | 0.5 | 0.5 | 0.5 | 0.5 | 0.5 | 0.5 | 0.5 | 0.5 | 0.5 | 0.5 | 0.5 | 0.5 | 0.5 | 0.5 | 0.5 | 0.5 | 0.5 | 0.5 | 0.5 | 0.5 | 0.5 | 0.5 | 0.5 | 0.5 | 0.5 | 0.5 | 0.5 | 0.5 | 0.5 | 0.5 | 0.5 | 0.5 | 0.5 | 0.5 | 0.5 | 0.5 | 0.5
Iolim, Current limit for HVRCM, pu (< 0) | -1.3 | -1.3 | -1.3 | -1.3 | -1.3 | -1.3 | -1.3 | -1.3 | -1.3 | -1.3 | -1.3 | -1.3 | -1.3 | -1.3 | -1.3 | -1.3 | -1.3 | -1.3 | -1.3 | -1.3 | -1.3 | -1.3 | -1.3 | -1.3 | -1.3 | -1.3 | -1.3 | -1.3 | -1.3 | -1.3 | -1.3 | -1.3 | -1.3 | -1.3 | -1.3 | -1.3 | -1.3 | -1.3 | -1.3 | -1.3 | -1.3 | -1.3 | -1.3 | -1.3 | -1.3 | -1.3 | -1.3 | -1.3 | -1.3 | -1.3 | -1.3 | -1.3 | -1.3 | -1.3 | -1.3 | -1.3 | -1.3 | -1.3 | -1.3 | -1.3 | -1.3 | -1.3 | -1.3 | -1.3 | -1.3 | -1.3 | -1.3 | -1.3 | -1.3 | -1.3 | -1.3 | -1.3 | -1.3 | -1.3 | -1.3 | -1.3 | -1.3 | -1.3 | -1.3 | -1.3 | -1.3 | -1.3 | -1.3 | -1.3 | -1.3 | -1.3 | -1.3 | -1.3 | -1.3 | -1.3 | -1.3
Tfltr, Voltage filter time constant for LVRCM (s) | 0.02 | 0.02 | 0.02 | 0.02 | 0.02 | 0.02 | 0.02 | 0.02 | 0.02 | 0.02 | 0.02 | 0.02 | 0.02 | 0.02 | 0.02 | 0.02 | 0.02 | 0.02 | 0.02 | 0.02 | 0.02 | 0.02 | 0.02 | 0.02 | 0.02 | 0.02 | 0.02 | 0.02 | 0.02 | 0.02 | 0.02 | 0.02 | 0.02 | 0.02 | 0.02 | 0.02 | 0.02 | 0.02 | 0.02 | 0.02 | 0.02 | 0.02 | 0.02 | 0.02 | 0.02 | 0.02 | 0.02 | 0.02 | 0.02 | 0.02 | 0.02 | 0.02 | 0.02 | 0.02 | 0.02 | 0.02 | 0.02 | 0.02 | 0.02 | 0.02 | 0.02 | 0.02 | 0.02 | 0.02 | 0.02 | 0.02 | 0.02 | 0.02 | 0.02 | 0.02 | 0.02 | 0.02 | 0.02 | 0.02 | 0.02 | 0.02 | 0.02 | 0.02 | 0.02 | 0.02 | 0.02 | 0.02 | 0.02 | 0.02 | 0.02 | 0.02 | 0.02 | 0.02 | 0.02 | 0.02 | 0.02
Khv, Overvoltage compensation gain used in HVRCM (>=0 and < 1) | 0 | 0 | 0 | 0 | 0 | 0 | 0 | 0 | 0 | 0 | 0 | 0 | 0 | 0 | 0 | 0 | 0 | 0 | 0 | 0 | 0 | 0 | 0 | 0 | 0 | 0 | 0 | 0 | 0 | 0 | 0 | 0 | 0 | 0 | 0 | 0 | 0 | 0 | 0 | 0 | 0 | 0 | 0 | 0 | 0 | 0 | 0 | 0 | 0 | 0 | 0 | 0 | 0 | 0 | 0 | 0 | 0 | 0 | 0 | 0 | 0 | 0 | 0 | 0 | 0 | 0 | 0 | 0 | 0 | 0 | 0 | 0 | 0 | 0 | 0 | 0 | 0 | 0 | 0 | 0 | 0 | 0 | 0 | 0 | 0 | 0 | 0 | 0 | 0 | 0 | 0
Iqrmax, Upper limit on Rate of change for reactive curent (pu/s) | 100 | 100 | 100 | 100 | 100 | 100 | 100 | 100 | 100 | 100 | 100 | 100 | 100 | 100 | 100 | 100 | 100 | 100 | 100 | 100 | 100 | 100 | 100 | 100 | 100 | 100 | 100 | 100 | 100 | 100 | 100 | 100 | 100 | 100 | 100 | 100 | 100 | 100 | 100 | 100 | 100 | 100 | 100 | 100 | 100 | 100 | 100 | 100 | 100 | 100 | 100 | 100 | 100 | 100 | 100 | 100 | 100 | 100 | 100 | 100 | 100 | 100 | 100 | 100 | 100 | 100 | 100 | 100 | 100 | 100 | 100 | 100 | 100 | 100 | 100 | 100 | 100 | 100 | 100 | 100 | 100 | 100 | 100 | 100 | 100 | 100 | 100 | 100 | 100 | 100 | 100
Iqrmin, Lower limit on Rate of change for reactive curent (pu/s) | -100 | -100 | -100 | -100 | -100 | -100 | -100 | -100 | -100 | -100 | -100 | -100 | -100 | -100 | -100 | -100 | -100 | -100 | -100 | -100 | -100 | -100 | -100 | -100 | -100 | -100 | -100 | -100 | -100 | -100 | -100 | -100 | -100 | -100 | -100 | -100 | -100 | -100 | -100 | -100 | -100 | -100 | -100 | -100 | -100 | -100 | -100 | -100 | -100 | -100 | -100 | -100 | -100 | -100 | -100 | -100 | -100 | -100 | -100 | -100 | -100 | -100 | -100 | -100 | -100 | -100 | -100 | -100 | -100 | -100 | -100 | -100 | -100 | -100 | -100 | -100 | -100 | -100 | -100 | -100 | -100 | -100 | -100 | -100 | -100 | -100 | -100 | -100 | -100 | -100 | -100
Accel, Acc. factor for smoothing out voltage & angle calculations (>0 and <=1) | 0.7 | 0.7 | 0.7 | 0.7 | 0.7 | 0.7 | 0.7 | 0.7 | 0.7 | 0.7 | 0.7 | 0.7 | 0.7 | 0.7 | 0.7 | 0.7 | 0.7 | 0.7 | 0.7 | 0.7 | 0.7 | 0.7 | 0.7 | 0.7 | 0.7 | 0.7 | 0.7 | 0.7 | 0.7 | 0.7 | 0.7 | 0.7 | 0.7 | 0.7 | 0.7 | 0.7 | 0.7 | 0.7 | 0.7 | 0.7 | 0.7 | 0.7 | 0.7 | 0.7 | 0.7 | 0.7 | 0.7 | 0.7 | 0.7 | 0.7 | 0.7 | 0.7 | 0.7 | 0.7 | 0.7 | 0.7 | 0.7 | 0.7 | 0.7 | 0.7 | 0.7 | 0.7 | 0.7 | 0.7 | 0.7 | 0.7 | 0.7 | 0.7 | 0.7 | 0.7 | 0.7 | 0.7 | 0.7 | 0.7 | 0.7 | 0.7 | 0.7 | 0.7 | 0.7 | 0.7 | 0.7 | 0.7 | 0.7 | 0.7 | 0.7 | 0.7 | 0.7 | 0.7 | 0.7 | 0.7 | 0.7
fbase | 60 | 60 | 60 | 60 | 60 | 60 | 60 | 60 | 60 | 60 | 60 | 60 | 60 | 60 | 60 | 60 | 60 | 60 | 60 | 60 | 60 | 60 | 60 | 60 | 60 | 60 | 60 | 60 | 60 | 60 | 60 | 60 | 60 | 60 | 60 | 60 | 60 | 60 | 60 | 60 | 60 | 60 | 60 | 60 | 60 | 60 | 60 | 60 | 60 | 60 | 60 | 60 | 60 | 60 | 60 | 60 | 60 | 60 | 60 | 60 | 60 | 60 | 60 | 60 | 60 | 60 | 60 | 60 | 60 | 60 | 60 | 60 | 60 | 60 | 60 | 60 | 60 | 60 | 60 | 60 | 60 | 60 | 60 | 60 | 60 | 60 | 60 | 60 | 60 | 60 | 60
mvabase | 94 | 45 | 638 | 1682 | 295 | 176 | 224 | 2423 | 425 | 349 | 2419 | 115 | 305 | 337 | 1333 | 166 | 174 | 213 | 207 | 163 | 145 | 342 | 344 | 316 | 311 | 214 | 1666 | 1489 | 1146 | 3210 | 1666 | 467 | 364 | 1999 | 63 | 158 | 174 | 520 | 67 | 83 | 61 | 91 | 116 | 130 | 132 | 108 | 1740 | 68 | 123 | 105 | 85 | 110 | 102 | 86 | 88 | 1426 | 123 | 98 | 1333 | 91 | 65 | 63 | 79 | 66 | 1426 | 740 | 1333 | 427 | 635 | 2578 | 1290 | 790 | 300 | 695 | 4410.2 | 541 | 395 | 973 | 720 | 1489 | 60 | 152 | 229 | 1407 | 391 | 349 | 3106 | 738 | 129 | 744 | 260

## reecb
Bus | 1003 | 1004 | 1032 | 1034 | 1101 | 1301 | 1303 | 1333 | 1401 | 1402 | 1431 | 2130 | 2202 | 2203 | 2332 | 2400 | 2401 | 2402 | 2403 | 2405 | 2406 | 2407 | 2408 | 2409 | 2410 | 2411 | 2431 | 2434 | 2438 | 2438 | 2439 | 2502 | 2503 | 2533 | 2613 | 2615 | 2618 | 2631 | 3101 | 3103 | 3104 | 3201 | 3202 | 3203 | 3204 | 3205 | 3234 | 3302 | 3303 | 3304 | 3305 | 3401 | 3403 | 3404 | 3405 | 3433 | 3501 | 3805 | 3835 | 3907 | 3913 | 3918 | 3923 | 3924 | 3932 | 3933 | 3933 | 4031 | 4031 | 4035 | 4039 | 4131 | 4132 | 4232 | 5032 | 5032 | 6132 | 6132 | 6235 | 6333 | 6401 | 6433 | 6510 | 6533 | 6533 | 7001 | 7031 | 7032 | 8003 | 8004 | 8005
ID | DP | DP | S | W | DP | DP | DP | S | DP | DP | S | S | DP | DP | S | DP | DP | DP | DP | DP | DP | DP | DP | DP | DP | DP | S | S | S | SW | S | DP | DP | S | DP | DP | DP | S | DP | DP | DP | DP | DP | DP | DP | DP | NW | DP | DP | DP | DP | DP | DP | DP | DP | S | DP | DP | S | DP | DP | DP | DP | DP | S | NW | S | S | W | W | W | W | W | W | S | W | S | W | W | W | DP | W | DP | S | W | DP | W | S | DP | DP | DP
PFFLAG (Power factor flag): 1 - power factor control; 0: Q control | 0 | 0 | 0 | 0 | 0 | 0 | 0 | 0 | 0 | 0 | 0 | 0 | 0 | 0 | 0 | 0 | 0 | 0 | 0 | 0 | 0 | 0 | 0 | 0 | 0 | 0 | 0 | 0 | 0 | 0 | 0 | 0 | 0 | 0 | 0 | 0 | 0 | 0 | 0 | 0 | 0 | 0 | 0 | 0 | 0 | 0 | 0 | 0 | 0 | 0 | 0 | 0 | 0 | 0 | 0 | 0 | 0 | 0 | 0 | 0 | 0 | 0 | 0 | 0 | 0 | 0 | 0 | 0 | 0 | 0 | 0 | 0 | 0 | 0 | 0 | 0 | 0 | 0 | 0 | 0 | 0 | 0 | 0 | 0 | 0 | 0 | 0 | 0 | 0 | 0 | 0
VFLAG: 1 if Q control; 0 voltage control | 1 | 1 | 1 | 1 | 1 | 1 | 1 | 1 | 1 | 1 | 1 | 1 | 1 | 1 | 1 | 1 | 1 | 1 | 1 | 1 | 1 | 1 | 1 | 1 | 1 | 1 | 1 | 1 | 1 | 1 | 1 | 1 | 1 | 1 | 1 | 1 | 1 | 1 | 1 | 1 | 1 | 1 | 1 | 1 | 1 | 1 | 1 | 1 | 1 | 1 | 1 | 1 | 1 | 1 | 1 | 1 | 1 | 1 | 1 | 1 | 1 | 1 | 1 | 1 | 1 | 1 | 1 | 1 | 1 | 1 | 1 | 1 | 1 | 1 | 1 | 1 | 1 | 1 | 1 | 1 | 1 | 1 | 1 | 1 | 1 | 1 | 1 | 1 | 1 | 1 | 1
QFLAG: 1 if voltage/Q control; 0 if pf/Q control | 0 | 0 | 0 | 0 | 0 | 0 | 0 | 0 | 0 | 0 | 0 | 0 | 0 | 0 | 0 | 0 | 0 | 0 | 0 | 0 | 0 | 0 | 0 | 0 | 0 | 0 | 0 | 0 | 0 | 0 | 0 | 0 | 0 | 0 | 0 | 0 | 0 | 0 | 0 | 0 | 0 | 0 | 0 | 0 | 0 | 0 | 0 | 0 | 0 | 0 | 0 | 0 | 0 | 0 | 0 | 0 | 0 | 0 | 0 | 0 | 0 | 0 | 0 | 0 | 0 | 0 | 0 | 0 | 0 | 0 | 0 | 0 | 0 | 0 | 0 | 0 | 0 | 0 | 0 | 0 | 0 | 0 | 0 | 0 | 0 | 0 | 0 | 0 | 0 | 0 | 0
PQFLAG: 1 for P priority, 0 for Q priority | 0 | 0 | 0 | 0 | 0 | 0 | 0 | 0 | 0 | 0 | 0 | 0 | 0 | 0 | 0 | 0 | 0 | 0 | 0 | 0 | 0 | 0 | 0 | 0 | 0 | 0 | 0 | 0 | 0 | 0 | 0 | 0 | 0 | 0 | 0 | 0 | 0 | 0 | 0 | 0 | 0 | 0 | 0 | 0 | 0 | 0 | 0 | 0 | 0 | 0 | 0 | 0 | 0 | 0 | 0 | 0 | 0 | 0 | 0 | 0 | 0 | 0 | 0 | 0 | 0 | 0 | 0 | 0 | 0 | 0 | 0 | 0 | 0 | 0 | 0 | 0 | 0 | 0 | 0 | 0 | 0 | 0 | 0 | 0 | 0 | 0 | 0 | 0 | 0 | 0 | 0
Vdip (pu), low voltage threshold for reactive current injection | -99 | -99 | -99 | -99 | -99 | -99 | -99 | -99 | -99 | -99 | -99 | -99 | -99 | -99 | -99 | -99 | -99 | -99 | -99 | -99 | -99 | -99 | -99 | -99 | -99 | -99 | -99 | -99 | -99 | -99 | -99 | -99 | -99 | -99 | -99 | -99 | -99 | -99 | -99 | -99 | -99 | -99 | -99 | -99 | -99 | -99 | -99 | -99 | -99 | -99 | -99 | -99 | -99 | -99 | -99 | -99 | -99 | -99 | -99 | -99 | -99 | -99 | -99 | -99 | -99 | -99 | -99 | -99 | -99 | -99 | -99 | -99 | -99 | -99 | -99 | -99 | -99 | -99 | -99 | -99 | -99 | -99 | -99 | -99 | -99 | -99 | -99 | -99 | -99 | -99 | -99
Vup (pu), high voltage threshold for reactive current injection | 99 | 99 | 99 | 99 | 99 | 99 | 99 | 99 | 99 | 99 | 99 | 99 | 99 | 99 | 99 | 99 | 99 | 99 | 99 | 99 | 99 | 99 | 99 | 99 | 99 | 99 | 99 | 99 | 99 | 99 | 99 | 99 | 99 | 99 | 99 | 99 | 99 | 99 | 99 | 99 | 99 | 99 | 99 | 99 | 99 | 99 | 99 | 99 | 99 | 99 | 99 | 99 | 99 | 99 | 99 | 99 | 99 | 99 | 99 | 99 | 99 | 99 | 99 | 99 | 99 | 99 | 99 | 99 | 99 | 99 | 99 | 99 | 99 | 99 | 99 | 99 | 99 | 99 | 99 | 99 | 99 | 99 | 99 | 99 | 99 | 99 | 99 | 99 | 99 | 99 | 99
Trv (s), Voltage filter time constant | 0.02 | 0.02 | 0.02 | 0.02 | 0.02 | 0.02 | 0.02 | 0.02 | 0.02 | 0.02 | 0.02 | 0.02 | 0.02 | 0.02 | 0.02 | 0.02 | 0.02 | 0.02 | 0.02 | 0.02 | 0.02 | 0.02 | 0.02 | 0.02 | 0.02 | 0.02 | 0.02 | 0.02 | 0.02 | 0.02 | 0.02 | 0.02 | 0.02 | 0.02 | 0.02 | 0.02 | 0.02 | 0.02 | 0.02 | 0.02 | 0.02 | 0.02 | 0.02 | 0.02 | 0.02 | 0.02 | 0.02 | 0.02 | 0.02 | 0.02 | 0.02 | 0.02 | 0.02 | 0.02 | 0.02 | 0.02 | 0.02 | 0.02 | 0.02 | 0.02 | 0.02 | 0.02 | 0.02 | 0.02 | 0.02 | 0.02 | 0.02 | 0.02 | 0.02 | 0.02 | 0.02 | 0.02 | 0.02 | 0.02 | 0.02 | 0.02 | 0.02 | 0.02 | 0.02 | 0.02 | 0.02 | 0.02 | 0.02 | 0.02 | 0.02 | 0.02 | 0.02 | 0.02 | 0.02 | 0.02 | 0.02
dbd1 (pu), Voltage error dead band lower threshold (<=0) | 0 | 0 | 0 | 0 | 0 | 0 | 0 | 0 | 0 | 0 | 0 | 0 | 0 | 0 | 0 | 0 | 0 | 0 | 0 | 0 | 0 | 0 | 0 | 0 | 0 | 0 | 0 | 0 | 0 | 0 | 0 | 0 | 0 | 0 | 0 | 0 | 0 | 0 | 0 | 0 | 0 | 0 | 0 | 0 | 0 | 0 | 0 | 0 | 0 | 0 | 0 | 0 | 0 | 0 | 0 | 0 | 0 | 0 | 0 | 0 | 0 | 0 | 0 | 0 | 0 | 0 | 0 | 0 | 0 | 0 | 0 | 0 | 0 | 0 | 0 | 0 | 0 | 0 | 0 | 0 | 0 | 0 | 0 | 0 | 0 | 0 | 0 | 0 | 0 | 0 | 0
dbd2 (pu), Voltage error dead band upper threshold (>=0) | 0 | 0 | 0 | 0 | 0 | 0 | 0 | 0 | 0 | 0 | 0 | 0 | 0 | 0 | 0 | 0 | 0 | 0 | 0 | 0 | 0 | 0 | 0 | 0 | 0 | 0 | 0 | 0 | 0 | 0 | 0 | 0 | 0 | 0 | 0 | 0 | 0 | 0 | 0 | 0 | 0 | 0 | 0 | 0 | 0 | 0 | 0 | 0 | 0 | 0 | 0 | 0 | 0 | 0 | 0 | 0 | 0 | 0 | 0 | 0 | 0 | 0 | 0 | 0 | 0 | 0 | 0 | 0 | 0 | 0 | 0 | 0 | 0 | 0 | 0 | 0 | 0 | 0 | 0 | 0 | 0 | 0 | 0 | 0 | 0 | 0 | 0 | 0 | 0 | 0 | 0
Kqv (pu), Reactive current injection gain | 0 | 0 | 0 | 0 | 0 | 0 | 0 | 0 | 0 | 0 | 0 | 0 | 0 | 0 | 0 | 0 | 0 | 0 | 0 | 0 | 0 | 0 | 0 | 0 | 0 | 0 | 0 | 0 | 0 | 0 | 0 | 0 | 0 | 0 | 0 | 0 | 0 | 0 | 0 | 0 | 0 | 0 | 0 | 0 | 0 | 0 | 0 | 0 | 0 | 0 | 0 | 0 | 0 | 0 | 0 | 0 | 0 | 0 | 0 | 0 | 0 | 0 | 0 | 0 | 0 | 0 | 0 | 0 | 0 | 0 | 0 | 0 | 0 | 0 | 0 | 0 | 0 | 0 | 0 | 0 | 0 | 0 | 0 | 0 | 0 | 0 | 0 | 0 | 0 | 0 | 0
Iqhl (pu), Upper limit on reactive current injection Iqinj | 1.1 | 1.1 | 1.1 | 1.1 | 1.1 | 1.1 | 1.1 | 1.1 | 1.1 | 1.1 | 1.1 | 1.1 | 1.1 | 1.1 | 1.1 | 1.1 | 1.1 | 1.1 | 1.1 | 1.1 | 1.1 | 1.1 | 1.1 | 1.1 | 1.1 | 1.1 | 1.1 | 1.1 | 1.1 | 1.1 | 1.1 | 1.1 | 1.1 | 1.1 | 1.1 | 1.1 | 1.1 | 1.1 | 1.1 | 1.1 | 1.1 | 1.1 | 1.1 | 1.1 | 1.1 | 1.1 | 1.1 | 1.1 | 1.1 | 1.1 | 1.1 | 1.1 | 1.1 | 1.1 | 1.1 | 1.1 | 1.1 | 1.1 | 1.1 | 1.1 | 1.1 | 1.1 | 1.1 | 1.1 | 1.1 | 1.1 | 1.1 | 1.1 | 1.1 | 1.1 | 1.1 | 1.1 | 1.1 | 1.1 | 1.1 | 1.1 | 1.1 | 1.1 | 1.1 | 1.1 | 1.1 | 1.1 | 1.1 | 1.1 | 1.1 | 1.1 | 1.1 | 1.1 | 1.1 | 1.1 | 1.1
Iqll (pu), Lower limit on reactive current injection Iqinj | -1.1 | -1.1 | -1.1 | -1.1 | -1.1 | -1.1 | -1.1 | -1.1 | -1.1 | -1.1 | -1.1 | -1.1 | -1.1 | -1.1 | -1.1 | -1.1 | -1.1 | -1.1 | -1.1 | -1.1 | -1.1 | -1.1 | -1.1 | -1.1 | -1.1 | -1.1 | -1.1 | -1.1 | -1.1 | -1.1 | -1.1 | -1.1 | -1.1 | -1.1 | -1.1 | -1.1 | -1.1 | -1.1 | -1.1 | -1.1 | -1.1 | -1.1 | -1.1 | -1.1 | -1.1 | -1.1 | -1.1 | -1.1 | -1.1 | -1.1 | -1.1 | -1.1 | -1.1 | -1.1 | -1.1 | -1.1 | -1.1 | -1.1 | -1.1 | -1.1 | -1.1 | -1.1 | -1.1 | -1.1 | -1.1 | -1.1 | -1.1 | -1.1 | -1.1 | -1.1 | -1.1 | -1.1 | -1.1 | -1.1 | -1.1 | -1.1 | -1.1 | -1.1 | -1.1 | -1.1 | -1.1 | -1.1 | -1.1 | -1.1 | -1.1 | -1.1 | -1.1 | -1.1 | -1.1 | -1.1 | -1.1
Vref0 (pu), User defined reference (if 0, initialized by model) | 0 | 0 | 0 | 0 | 0 | 0 | 0 | 0 | 0 | 0 | 0 | 0 | 0 | 0 | 0 | 0 | 0 | 0 | 0 | 0 | 0 | 0 | 0 | 0 | 0 | 0 | 0 | 0 | 0 | 0 | 0 | 0 | 0 | 0 | 0 | 0 | 0 | 0 | 0 | 0 | 0 | 0 | 0 | 0 | 0 | 0 | 0 | 0 | 0 | 0 | 0 | 0 | 0 | 0 | 0 | 0 | 0 | 0 | 0 | 0 | 0 | 0 | 0 | 0 | 0 | 0 | 0 | 0 | 0 | 0 | 0 | 0 | 0 | 0 | 0 | 0 | 0 | 0 | 0 | 0 | 0 | 0 | 0 | 0 | 0 | 0 | 0 | 0 | 0 | 0 | 0
Tp (s), Filter time constant for electrical power | 0.05 | 0.05 | 0.05 | 0.05 | 0.05 | 0.05 | 0.05 | 0.05 | 0.05 | 0.05 | 0.05 | 0.05 | 0.05 | 0.05 | 0.05 | 0.05 | 0.05 | 0.05 | 0.05 | 0.05 | 0.05 | 0.05 | 0.05 | 0.05 | 0.05 | 0.05 | 0.05 | 0.05 | 0.05 | 0.05 | 0.05 | 0.05 | 0.05 | 0.05 | 0.05 | 0.05 | 0.05 | 0.05 | 0.05 | 0.05 | 0.05 | 0.05 | 0.05 | 0.05 | 0.05 | 0.05 | 0.05 | 0.05 | 0.05 | 0.05 | 0.05 | 0.05 | 0.05 | 0.05 | 0.05 | 0.05 | 0.05 | 0.05 | 0.05 | 0.05 | 0.05 | 0.05 | 0.05 | 0.05 | 0.05 | 0.05 | 0.05 | 0.05 | 0.05 | 0.05 | 0.05 | 0.05 | 0.05 | 0.05 | 0.05 | 0.05 | 0.05 | 0.05 | 0.05 | 0.05 | 0.05 | 0.05 | 0.05 | 0.05 | 0.05 | 0.05 | 0.05 | 0.05 | 0.05 | 0.05 | 0.05
QMax (pu), limit for reactive power regulator | 0.44 | 0.44 | 0.44 | 0.44 | 0.44 | 0.44 | 0.44 | 0.44 | 0.44 | 0.44 | 0.44 | 0.44 | 0.44 | 0.44 | 0.44 | 0.44 | 0.44 | 0.44 | 0.44 | 0.44 | 0.44 | 0.44 | 0.44 | 0.44 | 0.44 | 0.44 | 0.44 | 0.44 | 0.44 | 0.44 | 0.44 | 0.44 | 0.44 | 0.44 | 0.44 | 0.44 | 0.44 | 0.44 | 0.44 | 0.44 | 0.44 | 0.44 | 0.44 | 0.44 | 0.44 | 0.44 | 0.44 | 0.44 | 0.44 | 0.44 | 0.44 | 0.44 | 0.44 | 0.44 | 0.44 | 0.44 | 0.44 | 0.44 | 0.44 | 0.44 | 0.44 | 0.44 | 0.44 | 0.44 | 0.44 | 0.44 | 0.44 | 0.44 | 0.44 | 0.44 | 0.44 | 0.44 | 0.44 | 0.44 | 0.44 | 0.44 | 0.44 | 0.44 | 0.44 | 0.44 | 0.44 | 0.44 | 0.44 | 0.44 | 0.44 | 0.44 | 0.44 | 0.44 | 0.44 | 0.44 | 0.44
QMin (pu) limit for reactive power regulator | -0.44 | -0.44 | -0.44 | -0.44 | -0.44 | -0.44 | -0.44 | -0.44 | -0.44 | -0.44 | -0.44 | -0.44 | -0.44 | -0.44 | -0.44 | -0.44 | -0.44 | -0.44 | -0.44 | -0.44 | -0.44 | -0.44 | -0.44 | -0.44 | -0.44 | -0.44 | -0.44 | -0.44 | -0.44 | -0.44 | -0.44 | -0.44 | -0.44 | -0.44 | -0.44 | -0.44 | -0.44 | -0.44 | -0.44 | -0.44 | -0.44 | -0.44 | -0.44 | -0.44 | -0.44 | -0.44 | -0.44 | -0.44 | -0.44 | -0.44 | -0.44 | -0.44 | -0.44 | -0.44 | -0.44 | -0.44 | -0.44 | -0.44 | -0.44 | -0.44 | -0.44 | -0.44 | -0.44 | -0.44 | -0.44 | -0.44 | -0.44 | -0.44 | -0.44 | -0.44 | -0.44 | -0.44 | -0.44 | -0.44 | -0.44 | -0.44 | -0.44 | -0.44 | -0.44 | -0.44 | -0.44 | -0.44 | -0.44 | -0.44 | -0.44 | -0.44 | -0.44 | -0.44 | -0.44 | -0.44 | -0.44
VMAX (pu), Max. limit for voltage control | 1.05 | 1.05 | 1.05 | 1.05 | 1.05 | 1.05 | 1.05 | 1.05 | 1.05 | 1.05 | 1.05 | 1.05 | 1.05 | 1.05 | 1.05 | 1.05 | 1.05 | 1.05 | 1.05 | 1.05 | 1.05 | 1.05 | 1.05 | 1.05 | 1.05 | 1.05 | 1.05 | 1.05 | 1.05 | 1.05 | 1.05 | 1.05 | 1.05 | 1.05 | 1.05 | 1.05 | 1.05 | 1.05 | 1.05 | 1.05 | 1.05 | 1.05 | 1.05 | 1.05 | 1.05 | 1.05 | 1.05 | 1.05 | 1.05 | 1.05 | 1.05 | 1.05 | 1.05 | 1.05 | 1.05 | 1.05 | 1.05 | 1.05 | 1.05 | 1.05 | 1.05 | 1.05 | 1.05 | 1.05 | 1.05 | 1.05 | 1.05 | 1.05 | 1.05 | 1.05 | 1.05 | 1.05 | 1.05 | 1.05 | 1.05 | 1.05 | 1.05 | 1.05 | 1.05 | 1.05 | 1.05 | 1.05 | 1.05 | 1.05 | 1.05 | 1.05 | 1.05 | 1.05 | 1.05 | 1.05 | 1.05
VMIN (pu), Min. limit for voltage control | 0.9 | 0.9 | 0.9 | 0.9 | 0.9 | 0.9 | 0.9 | 0.9 | 0.9 | 0.9 | 0.9 | 0.9 | 0.9 | 0.9 | 0.9 | 0.9 | 0.9 | 0.9 | 0.9 | 0.9 | 0.9 | 0.9 | 0.9 | 0.9 | 0.9 | 0.9 | 0.9 | 0.9 | 0.9 | 0.9 | 0.9 | 0.9 | 0.9 | 0.9 | 0.9 | 0.9 | 0.9 | 0.9 | 0.9 | 0.9 | 0.9 | 0.9 | 0.9 | 0.9 | 0.9 | 0.9 | 0.9 | 0.9 | 0.9 | 0.9 | 0.9 | 0.9 | 0.9 | 0.9 | 0.9 | 0.9 | 0.9 | 0.9 | 0.9 | 0.9 | 0.9 | 0.9 | 0.9 | 0.9 | 0.9 | 0.9 | 0.9 | 0.9 | 0.9 | 0.9 | 0.9 | 0.9 | 0.9 | 0.9 | 0.9 | 0.9 | 0.9 | 0.9 | 0.9 | 0.9 | 0.9 | 0.9 | 0.9 | 0.9 | 0.9 | 0.9 | 0.9 | 0.9 | 0.9 | 0.9 | 0.9
Kqp (pu), Reactive power regulator proportional gain | 0 | 0 | 0 | 0 | 0 | 0 | 0 | 0 | 0 | 0 | 0 | 0 | 0 | 0 | 0 | 0 | 0 | 0 | 0 | 0 | 0 | 0 | 0 | 0 | 0 | 0 | 0 | 0 | 0 | 0 | 0 | 0 | 0 | 0 | 0 | 0 | 0 | 0 | 0 | 0 | 0 | 0 | 0 | 0 | 0 | 0 | 0 | 0 | 0 | 0 | 0 | 0 | 0 | 0 | 0 | 0 | 0 | 0 | 0 | 0 | 0 | 0 | 0 | 0 | 0 | 0 | 0 | 0 | 0 | 0 | 0 | 0 | 0 | 0 | 0 | 0 | 0 | 0 | 0 | 0 | 0 | 0 | 0 | 0 | 0 | 0 | 0 | 0 | 0 | 0 | 0
Kqi (pu), Reactive power regulator integral gain | 0.01 | 0.01 | 0.01 | 0.01 | 0.01 | 0.01 | 0.01 | 0.01 | 0.01 | 0.01 | 0.01 | 0.01 | 0.01 | 0.01 | 0.01 | 0.01 | 0.01 | 0.01 | 0.01 | 0.01 | 0.01 | 0.01 | 0.01 | 0.01 | 0.01 | 0.01 | 0.01 | 0.01 | 0.01 | 0.01 | 0.01 | 0.01 | 0.01 | 0.01 | 0.01 | 0.01 | 0.01 | 0.01 | 0.01 | 0.01 | 0.01 | 0.01 | 0.01 | 0.01 | 0.01 | 0.01 | 0.01 | 0.01 | 0.01 | 0.01 | 0.01 | 0.01 | 0.01 | 0.01 | 0.01 | 0.01 | 0.01 | 0.01 | 0.01 | 0.01 | 0.01 | 0.01 | 0.01 | 0.01 | 0.01 | 0.01 | 0.01 | 0.01 | 0.01 | 0.01 | 0.01 | 0.01 | 0.01 | 0.01 | 0.01 | 0.01 | 0.01 | 0.01 | 0.01 | 0.01 | 0.01 | 0.01 | 0.01 | 0.01 | 0.01 | 0.01 | 0.01 | 0.01 | 0.01 | 0.01 | 0.01
Kvp (pu), Voltage regulator proportional gain | 10 | 10 | 10 | 10 | 10 | 10 | 10 | 10 | 10 | 10 | 10 | 10 | 10 | 10 | 10 | 10 | 10 | 10 | 10 | 10 | 10 | 10 | 10 | 10 | 10 | 10 | 10 | 10 | 10 | 10 | 10 | 10 | 10 | 10 | 10 | 10 | 10 | 10 | 10 | 10 | 10 | 10 | 10 | 10 | 10 | 10 | 10 | 10 | 10 | 10 | 10 | 10 | 10 | 10 | 10 | 10 | 10 | 10 | 10 | 10 | 10 | 10 | 10 | 10 | 10 | 10 | 10 | 10 | 10 | 10 | 10 | 10 | 10 | 10 | 10 | 10 | 10 | 10 | 10 | 10 | 10 | 10 | 10 | 10 | 10 | 10 | 10 | 10 | 10 | 10 | 10
Kvi (pu), Voltage regulator integral gain | 60 | 60 | 60 | 60 | 60 | 60 | 60 | 60 | 60 | 60 | 60 | 60 | 60 | 60 | 60 | 60 | 60 | 60 | 60 | 60 | 60 | 60 | 60 | 60 | 60 | 60 | 60 | 60 | 60 | 60 | 60 | 60 | 60 | 60 | 60 | 60 | 60 | 60 | 60 | 60 | 60 | 60 | 60 | 60 | 60 | 60 | 60 | 60 | 60 | 60 | 60 | 60 | 60 | 60 | 60 | 60 | 60 | 60 | 60 | 60 | 60 | 60 | 60 | 60 | 60 | 60 | 60 | 60 | 60 | 60 | 60 | 60 | 60 | 60 | 60 | 60 | 60 | 60 | 60 | 60 | 60 | 60 | 60 | 60 | 60 | 60 | 60 | 60 | 60 | 60 | 60
Tiq (s), Time constant on delay s4 | 0.02 | 0.02 | 0.02 | 0.02 | 0.02 | 0.02 | 0.02 | 0.02 | 0.02 | 0.02 | 0.02 | 0.02 | 0.02 | 0.02 | 0.02 | 0.02 | 0.02 | 0.02 | 0.02 | 0.02 | 0.02 | 0.02 | 0.02 | 0.02 | 0.02 | 0.02 | 0.02 | 0.02 | 0.02 | 0.02 | 0.02 | 0.02 | 0.02 | 0.02 | 0.02 | 0.02 | 0.02 | 0.02 | 0.02 | 0.02 | 0.02 | 0.02 | 0.02 | 0.02 | 0.02 | 0.02 | 0.02 | 0.02 | 0.02 | 0.02 | 0.02 | 0.02 | 0.02 | 0.02 | 0.02 | 0.02 | 0.02 | 0.02 | 0.02 | 0.02 | 0.02 | 0.02 | 0.02 | 0.02 | 0.02 | 0.02 | 0.02 | 0.02 | 0.02 | 0.02 | 0.02 | 0.02 | 0.02 | 0.02 | 0.02 | 0.02 | 0.02 | 0.02 | 0.02 | 0.02 | 0.02 | 0.02 | 0.02 | 0.02 | 0.02 | 0.02 | 0.02 | 0.02 | 0.02 | 0.02 | 0.02
dPmax (pu/s) (>0) Power reference max. ramprate | 99 | 99 | 99 | 99 | 99 | 99 | 99 | 99 | 99 | 99 | 99 | 99 | 99 | 99 | 99 | 99 | 99 | 99 | 99 | 99 | 99 | 99 | 99 | 99 | 99 | 99 | 99 | 99 | 99 | 99 | 99 | 99 | 99 | 99 | 99 | 99 | 99 | 99 | 99 | 99 | 99 | 99 | 99 | 99 | 99 | 99 | 99 | 99 | 99 | 99 | 99 | 99 | 99 | 99 | 99 | 99 | 99 | 99 | 99 | 99 | 99 | 99 | 99 | 99 | 99 | 99 | 99 | 99 | 99 | 99 | 99 | 99 | 99 | 99 | 99 | 99 | 99 | 99 | 99 | 99 | 99 | 99 | 99 | 99 | 99 | 99 | 99 | 99 | 99 | 99 | 99
dPmin (pu/s) (<0) Power reference min. ramprate | -99 | -99 | -99 | -99 | -99 | -99 | -99 | -99 | -99 | -99 | -99 | -99 | -99 | -99 | -99 | -99 | -99 | -99 | -99 | -99 | -99 | -99 | -99 | -99 | -99 | -99 | -99 | -99 | -99 | -99 | -99 | -99 | -99 | -99 | -99 | -99 | -99 | -99 | -99 | -99 | -99 | -99 | -99 | -99 | -99 | -99 | -99 | -99 | -99 | -99 | -99 | -99 | -99 | -99 | -99 | -99 | -99 | -99 | -99 | -99 | -99 | -99 | -99 | -99 | -99 | -99 | -99 | -99 | -99 | -99 | -99 | -99 | -99 | -99 | -99 | -99 | -99 | -99 | -99 | -99 | -99 | -99 | -99 | -99 | -99 | -99 | -99 | -99 | -99 | -99 | -99
PMAX (pu), Max. power limit | 1 | 1 | 1 | 1 | 1 | 1 | 1 | 1 | 1 | 1 | 1 | 1 | 1 | 1 | 1 | 1 | 1 | 1 | 1 | 1 | 1 | 1 | 1 | 1 | 1 | 1 | 1 | 1 | 1 | 1 | 1 | 1 | 1 | 1 | 1 | 1 | 1 | 1 | 1 | 1 | 1 | 1 | 1 | 1 | 1 | 1 | 1 | 1 | 1 | 1 | 1 | 1 | 1 | 1 | 1 | 1 | 1 | 1 | 1 | 1 | 1 | 1 | 1 | 1 | 1 | 1 | 1 | 1 | 1 | 1 | 1 | 1 | 1 | 1 | 1 | 1 | 1 | 1 | 1 | 1 | 1 | 1 | 1 | 1 | 1 | 1 | 1 | 1 | 1 | 1 | 1
PMIN (pu), Min. power limit | 0 | 0 | 0 | 0 | 0 | 0 | 0 | 0 | 0 | 0 | 0 | 0 | 0 | 0 | 0 | 0 | 0 | 0 | 0 | 0 | 0 | 0 | 0 | 0 | 0 | 0 | 0 | 0 | 0 | 0 | 0 | 0 | 0 | 0 | 0 | 0 | 0 | 0 | 0 | 0 | 0 | 0 | 0 | 0 | 0 | 0 | 0 | 0 | 0 | 0 | 0 | 0 | 0 | 0 | 0 | 0 | 0 | 0 | 0 | 0 | 0 | 0 | 0 | 0 | 0 | 0 | 0 | 0 | 0 | 0 | 0 | 0 | 0 | 0 | 0 | 0 | 0 | 0 | 0 | 0 | 0 | 0 | 0 | 0 | 0 | 0 | 0 | 0 | 0 | 0 | 0
Imax (pu), Maximum allowable total converter current limit | 1.11 | 1.11 | 1.11 | 1.11 | 1.11 | 1.11 | 1.11 | 1.11 | 1.11 | 1.11 | 1.11 | 1.11 | 1.11 | 1.11 | 1.11 | 1.11 | 1.11 | 1.11 | 1.11 | 1.11 | 1.11 | 1.11 | 1.11 | 1.11 | 1.11 | 1.11 | 1.11 | 1.11 | 1.11 | 1.11 | 1.11 | 1.11 | 1.11 | 1.11 | 1.11 | 1.11 | 1.11 | 1.11 | 1.11 | 1.11 | 1.11 | 1.11 | 1.11 | 1.11 | 1.11 | 1.11 | 1.11 | 1.11 | 1.11 | 1.11 | 1.11 | 1.11 | 1.11 | 1.11 | 1.11 | 1.11 | 1.11 | 1.11 | 1.11 | 1.11 | 1.11 | 1.11 | 1.11 | 1.11 | 1.11 | 1.11 | 1.11 | 1.11 | 1.11 | 1.11 | 1.11 | 1.11 | 1.11 | 1.11 | 1.11 | 1.11 | 1.11 | 1.11 | 1.11 | 1.11 | 1.11 | 1.11 | 1.11 | 1.11 | 1.11 | 1.11 | 1.11 | 1.11 | 1.11 | 1.11 | 1.11
Tpord (s), Power filter time constant | 0.02 | 0.02 | 0.02 | 0.02 | 0.02 | 0.02 | 0.02 | 0.02 | 0.02 | 0.02 | 0.02 | 0.02 | 0.02 | 0.02 | 0.02 | 0.02 | 0.02 | 0.02 | 0.02 | 0.02 | 0.02 | 0.02 | 0.02 | 0.02 | 0.02 | 0.02 | 0.02 | 0.02 | 0.02 | 0.02 | 0.02 | 0.02 | 0.02 | 0.02 | 0.02 | 0.02 | 0.02 | 0.02 | 0.02 | 0.02 | 0.02 | 0.02 | 0.02 | 0.02 | 0.02 | 0.02 | 0.02 | 0.02 | 0.02 | 0.02 | 0.02 | 0.02 | 0.02 | 0.02 | 0.02 | 0.02 | 0.02 | 0.02 | 0.02 | 0.02 | 0.02 | 0.02 | 0.02 | 0.02 | 0.02 | 0.02 | 0.02 | 0.02 | 0.02 | 0.02 | 0.02 | 0.02 | 0.02 | 0.02 | 0.02 | 0.02 | 0.02 | 0.02 | 0.02 | 0.02 | 0.02 | 0.02 | 0.02 | 0.02 | 0.02 | 0.02 | 0.02 | 0.02 | 0.02 | 0.02 | 0.02

## repca
Bus | 1003 | 1004 | 1032 | 1034 | 1101 | 1301 | 1303 | 1333 | 1401 | 1402 | 1431 | 2130 | 2202 | 2203 | 2332 | 2400 | 2401 | 2402 | 2403 | 2405 | 2406 | 2407 | 2408 | 2409 | 2410 | 2411 | 2431 | 2434 | 2438 | 2438 | 2439 | 2502 | 2503 | 2533 | 2613 | 2615 | 2618 | 2631 | 3101 | 3103 | 3104 | 3201 | 3202 | 3203 | 3204 | 3205 | 3234 | 3302 | 3303 | 3304 | 3305 | 3401 | 3403 | 3404 | 3405 | 3433 | 3501 | 3805 | 3835 | 3907 | 3913 | 3918 | 3923 | 3924 | 3932 | 3933 | 3933 | 4031 | 4031 | 4035 | 4039 | 4131 | 4132 | 4232 | 5032 | 5032 | 6132 | 6132 | 6235 | 6333 | 6401 | 6433 | 6510 | 6533 | 6533 | 7001 | 7031 | 7032 | 8003 | 8004 | 8005
ID | DP | DP | S | W | DP | DP | DP | S | DP | DP | S | S | DP | DP | S | DP | DP | DP | DP | DP | DP | DP | DP | DP | DP | DP | S | S | S | SW | S | DP | DP | S | DP | DP | DP | S | DP | DP | DP | DP | DP | DP | DP | DP | NW | DP | DP | DP | DP | DP | DP | DP | DP | S | DP | DP | S | DP | DP | DP | DP | DP | S | NW | S | S | W | W | W | W | W | W | S | W | S | W | W | W | DP | W | DP | S | W | DP | W | S | DP | DP | DP
Remote bus number or 0 for local voltage control | 0 | 0 | 0 | 0 | 0 | 0 | 0 | 0 | 0 | 0 | 0 | 0 | 0 | 0 | 0 | 0 | 0 | 0 | 0 | 0 | 0 | 0 | 0 | 0 | 0 | 0 | 0 | 0 | 0 | 0 | 0 | 0 | 0 | 0 | 0 | 0 | 0 | 0 | 0 | 0 | 0 | 0 | 0 | 0 | 0 | 0 | 0 | 0 | 0 | 0 | 0 | 0 | 0 | 0 | 0 | 0 | 0 | 0 | 0 | 0 | 0 | 0 | 0 | 0 | 0 | 0 | 0 | 0 | 0 | 0 | 0 | 0 | 0 | 0 | 0 | 0 | 0 | 0 | 0 | 0 | 0 | 0 | 0 | 0 | 0 | 0 | 0 | 0 | 0 | 0 | 0
Monitored branch FROM bus | 0 | 0 | 0 | 0 | 0 | 0 | 0 | 0 | 0 | 0 | 0 | 0 | 0 | 0 | 0 | 0 | 0 | 0 | 0 | 0 | 0 | 0 | 0 | 0 | 0 | 0 | 0 | 0 | 0 | 0 | 0 | 0 | 0 | 0 | 0 | 0 | 0 | 0 | 0 | 0 | 0 | 0 | 0 | 0 | 0 | 0 | 0 | 0 | 0 | 0 | 0 | 0 | 0 | 0 | 0 | 0 | 0 | 0 | 0 | 0 | 0 | 0 | 0 | 0 | 0 | 0 | 0 | 0 | 0 | 0 | 0 | 0 | 0 | 0 | 0 | 0 | 0 | 0 | 0 | 0 | 0 | 0 | 0 | 0 | 0 | 0 | 0 | 0 | 0 | 0 | 0
Monitored branch TO bus | 0 | 0 | 0 | 0 | 0 | 0 | 0 | 0 | 0 | 0 | 0 | 0 | 0 | 0 | 0 | 0 | 0 | 0 | 0 | 0 | 0 | 0 | 0 | 0 | 0 | 0 | 0 | 0 | 0 | 0 | 0 | 0 | 0 | 0 | 0 | 0 | 0 | 0 | 0 | 0 | 0 | 0 | 0 | 0 | 0 | 0 | 0 | 0 | 0 | 0 | 0 | 0 | 0 | 0 | 0 | 0 | 0 | 0 | 0 | 0 | 0 | 0 | 0 | 0 | 0 | 0 | 0 | 0 | 0 | 0 | 0 | 0 | 0 | 0 | 0 | 0 | 0 | 0 | 0 | 0 | 0 | 0 | 0 | 0 | 0 | 0 | 0 | 0 | 0 | 0 | 0
Monitored branch ID (enter within single quotes) | '0 | '0 | '0 | '0 | '0 | '0 | '0 | '0 | '0 | '0 | '0 | '0 | '0 | '0 | '0 | '0 | '0 | '0 | '0 | '0 | '0 | '0 | '0 | '0 | '0 | '0 | '0 | '0 | '0 | '0 | '0 | '0 | '0 | '0 | '0 | '0 | '0 | '0 | '0 | '0 | '0 | '0 | '0 | '0 | '0 | '0 | '0 | '0 | '0 | '0 | '0 | '0 | '0 | '0 | '0 | '0 | '0 | '0 | '0 | '0 | '0 | '0
VCFlag, droop flag (0: with droop,1: line drop compensation) | 0 | 0 | 0 | 0 | 0 | 0 | 0 | 0 | 0 | 0 | 0 | 0 | 0 | 0 | 0 | 0 | 0 | 0 | 0 | 0 | 0 | 0 | 0 | 0 | 0 | 0 | 0 | 0 | 0 | 0 | 0 | 0 | 0 | 0 | 0 | 0 | 0 | 0 | 0 | 0 | 0 | 0 | 0 | 0 | 0 | 0 | 0 | 0 | 0 | 0 | 0 | 0 | 0 | 0 | 0 | 0 | 0 | 0 | 0 | 0 | 0 | 0 | 0 | 0 | 0 | 0 | 0 | 0 | 0 | 0 | 0 | 0 | 0 | 0 | 0 | 0 | 0 | 0 | 0 | 0 | 0 | 0 | 0 | 0 | 0 | 0 | 0 | 0 | 0 | 0 | 0
RefFlag, flag for V or Q control(0: Q control, 1: V control) | 0 | 0 | 0 | 0 | 0 | 0 | 0 | 0 | 0 | 0 | 0 | 0 | 0 | 0 | 0 | 0 | 0 | 0 | 0 | 0 | 0 | 0 | 0 | 0 | 0 | 0 | 0 | 0 | 0 | 0 | 0 | 0 | 0 | 0 | 0 | 0 | 0 | 0 | 0 | 0 | 0 | 0 | 0 | 0 | 0 | 0 | 0 | 0 | 0 | 0 | 0 | 0 | 0 | 0 | 0 | 0 | 0 | 0 | 0 | 0 | 0 | 0 | 0 | 0 | 0 | 0 | 0 | 0 | 0 | 0 | 0 | 0 | 0 | 0 | 0 | 0 | 0 | 0 | 0 | 0 | 0 | 0 | 0 | 0 | 0 | 0 | 0 | 0 | 0 | 0 | 0
Fflag, 0: disable frequency control, 1: enable | 1 | 1 | 1 | 1 | 1 | 1 | 1 | 1 | 1 | 1 | 1 | 1 | 1 | 1 | 1 | 1 | 1 | 1 | 1 | 1 | 1 | 1 | 1 | 1 | 1 | 1 | 1 | 1 | 1 | 1 | 1 | 1 | 1 | 1 | 1 | 1 | 1 | 1 | 1 | 1 | 1 | 1 | 1 | 1 | 1 | 1 | 1 | 1 | 1 | 1 | 1 | 1 | 1 | 1 | 1 | 1 | 1 | 1 | 1 | 1 | 1 | 1 | 1 | 1 | 1 | 1 | 1 | 1 | 1 | 1 | 1 | 1 | 1 | 1 | 1 | 1 | 1 | 1 | 1 | 1 | 1 | 1 | 1 | 1 | 1 | 1 | 1 | 1 | 1 | 1 | 1
Tfltr, Voltage or reactive power measurement filter time constant (s) | 0.02 | 0.02 | 0.02 | 0.02 | 0.02 | 0.02 | 0.02 | 0.02 | 0.02 | 0.02 | 0.02 | 0.02 | 0.02 | 0.02 | 0.02 | 0.02 | 0.02 | 0.02 | 0.02 | 0.02 | 0.02 | 0.02 | 0.02 | 0.02 | 0.02 | 0.02 | 0.02 | 0.02 | 0.02 | 0.02 | 0.02 | 0.02 | 0.02 | 0.02 | 0.02 | 0.02 | 0.02 | 0.02 | 0.02 | 0.02 | 0.02 | 0.02 | 0.02 | 0.02 | 0.02 | 0.02 | 0.02 | 0.02 | 0.02 | 0.02 | 0.02 | 0.02 | 0.02 | 0.02 | 0.02 | 0.02 | 0.02 | 0.02 | 0.02 | 0.02 | 0.02 | 0.02 | 0.02 | 0.02 | 0.02 | 0.02 | 0.02 | 0.02 | 0.02 | 0.02 | 0.02 | 0.02 | 0.02 | 0.02 | 0.02 | 0.02 | 0.02 | 0.02 | 0.02 | 0.02 | 0.02 | 0.02 | 0.02 | 0.02 | 0.02 | 0.02 | 0.02 | 0.02 | 0.02 | 0.02 | 0.02
Kp, Reactive power PI control proportional gain (pu) | 18 | 18 | 18 | 18 | 18 | 18 | 18 | 18 | 18 | 18 | 18 | 18 | 18 | 18 | 18 | 18 | 18 | 18 | 18 | 18 | 18 | 18 | 18 | 18 | 18 | 18 | 18 | 18 | 18 | 18 | 18 | 18 | 18 | 18 | 18 | 18 | 18 | 18 | 18 | 18 | 18 | 18 | 18 | 18 | 18 | 18 | 18 | 18 | 18 | 18 | 18 | 18 | 18 | 18 | 18 | 18 | 18 | 18 | 18 | 18 | 18 | 18 | 18 | 18 | 18 | 18 | 18 | 18 | 18 | 18 | 18 | 18 | 18 | 18 | 18 | 18 | 18 | 18 | 18 | 18 | 18 | 18 | 18 | 18 | 18 | 18 | 18 | 18 | 18 | 18 | 18
Ki, Reactive power PI control integral gain (pu) | 5 | 5 | 5 | 5 | 5 | 5 | 5 | 5 | 5 | 5 | 5 | 5 | 5 | 5 | 5 | 5 | 5 | 5 | 5 | 5 | 5 | 5 | 5 | 5 | 5 | 5 | 5 | 5 | 5 | 5 | 5 | 5 | 5 | 5 | 5 | 5 | 5 | 5 | 5 | 5 | 5 | 5 | 5 | 5 | 5 | 5 | 5 | 5 | 5 | 5 | 5 | 5 | 5 | 5 | 5 | 5 | 5 | 5 | 5 | 5 | 5 | 5 | 5 | 5 | 5 | 5 | 5 | 5 | 5 | 5 | 5 | 5 | 5 | 5 | 5 | 5 | 5 | 5 | 5 | 5 | 5 | 5 | 5 | 5 | 5 | 5 | 5 | 5 | 5 | 5 | 5
Tft, Lead time constant (s) | 0 | 0 | 0 | 0 | 0 | 0 | 0 | 0 | 0 | 0 | 0 | 0 | 0 | 0 | 0 | 0 | 0 | 0 | 0 | 0 | 0 | 0 | 0 | 0 | 0 | 0 | 0 | 0 | 0 | 0 | 0 | 0 | 0 | 0 | 0 | 0 | 0 | 0 | 0 | 0 | 0 | 0 | 0 | 0 | 0 | 0 | 0 | 0 | 0 | 0 | 0 | 0 | 0 | 0 | 0 | 0 | 0 | 0 | 0 | 0 | 0 | 0 | 0 | 0 | 0 | 0 | 0 | 0 | 0 | 0 | 0 | 0 | 0 | 0 | 0 | 0 | 0 | 0 | 0 | 0 | 0 | 0 | 0 | 0 | 0 | 0 | 0 | 0 | 0 | 0 | 0
Tfv, Lag time constant (s) | 0.05 | 0.05 | 0.05 | 0.05 | 0.05 | 0.05 | 0.05 | 0.05 | 0.05 | 0.05 | 0.05 | 0.05 | 0.05 | 0.05 | 0.05 | 0.05 | 0.05 | 0.05 | 0.05 | 0.05 | 0.05 | 0.05 | 0.05 | 0.05 | 0.05 | 0.05 | 0.05 | 0.05 | 0.05 | 0.05 | 0.05 | 0.05 | 0.05 | 0.05 | 0.05 | 0.05 | 0.05 | 0.05 | 0.05 | 0.05 | 0.05 | 0.05 | 0.05 | 0.05 | 0.05 | 0.05 | 0.05 | 0.05 | 0.05 | 0.05 | 0.05 | 0.05 | 0.05 | 0.05 | 0.05 | 0.05 | 0.05 | 0.05 | 0.05 | 0.05 | 0.05 | 0.05 | 0.05 | 0.05 | 0.05 | 0.05 | 0.05 | 0.05 | 0.05 | 0.05 | 0.05 | 0.05 | 0.05 | 0.05 | 0.05 | 0.05 | 0.05 | 0.05 | 0.05 | 0.05 | 0.05 | 0.05 | 0.05 | 0.05 | 0.05 | 0.05 | 0.05 | 0.05 | 0.05 | 0.05 | 0.05
Vfrz, Voltage below which State s2 is frozen (pu) | 0 | 0 | 0 | 0 | 0 | 0 | 0 | 0 | 0 | 0 | 0 | 0 | 0 | 0 | 0 | 0 | 0 | 0 | 0 | 0 | 0 | 0 | 0 | 0 | 0 | 0 | 0 | 0 | 0 | 0 | 0 | 0 | 0 | 0 | 0 | 0 | 0 | 0 | 0 | 0 | 0 | 0 | 0 | 0 | 0 | 0 | 0 | 0 | 0 | 0 | 0 | 0 | 0 | 0 | 0 | 0 | 0 | 0 | 0 | 0 | 0 | 0 | 0 | 0 | 0 | 0 | 0 | 0 | 0 | 0 | 0 | 0 | 0 | 0 | 0 | 0 | 0 | 0 | 0 | 0 | 0 | 0 | 0 | 0 | 0 | 0 | 0 | 0 | 0 | 0 | 0
Rc, Line drop compensation resistance (pu) | 0 | 0 | 0 | 0 | 0 | 0 | 0 | 0 | 0 | 0 | 0 | 0 | 0 | 0 | 0 | 0 | 0 | 0 | 0 | 0 | 0 | 0 | 0 | 0 | 0 | 0 | 0 | 0 | 0 | 0 | 0 | 0 | 0 | 0 | 0 | 0 | 0 | 0 | 0 | 0 | 0 | 0 | 0 | 0 | 0 | 0 | 0 | 0 | 0 | 0 | 0 | 0 | 0 | 0 | 0 | 0 | 0 | 0 | 0 | 0 | 0 | 0 | 0 | 0 | 0 | 0 | 0 | 0 | 0 | 0 | 0 | 0 | 0 | 0 | 0 | 0 | 0 | 0 | 0 | 0 | 0 | 0 | 0 | 0 | 0 | 0 | 0 | 0 | 0 | 0 | 0
Xc, Line drop compensation reactance (pu) | 0 | 0 | 0 | 0 | 0 | 0 | 0 | 0 | 0 | 0 | 0 | 0 | 0 | 0 | 0 | 0 | 0 | 0 | 0 | 0 | 0 | 0 | 0 | 0 | 0 | 0 | 0 | 0 | 0 | 0 | 0 | 0 | 0 | 0 | 0 | 0 | 0 | 0 | 0 | 0 | 0 | 0 | 0 | 0 | 0 | 0 | 0 | 0 | 0 | 0 | 0 | 0 | 0 | 0 | 0 | 0 | 0 | 0 | 0 | 0 | 0 | 0 | 0 | 0 | 0 | 0 | 0 | 0 | 0 | 0 | 0 | 0 | 0 | 0 | 0 | 0 | 0 | 0 | 0 | 0 | 0 | 0 | 0 | 0 | 0 | 0 | 0 | 0 | 0 | 0 | 0
Kc, Reactive current compensation gain (pu) | 0.02 | 0.02 | 0.02 | 0.02 | 0.02 | 0.02 | 0.02 | 0.02 | 0.02 | 0.02 | 0.02 | 0.02 | 0.02 | 0.02 | 0.02 | 0.02 | 0.02 | 0.02 | 0.02 | 0.02 | 0.02 | 0.02 | 0.02 | 0.02 | 0.02 | 0.02 | 0.02 | 0.02 | 0.02 | 0.02 | 0.02 | 0.02 | 0.02 | 0.02 | 0.02 | 0.02 | 0.02 | 0.02 | 0.02 | 0.02 | 0.02 | 0.02 | 0.02 | 0.02 | 0.02 | 0.02 | 0.02 | 0.02 | 0.02 | 0.02 | 0.02 | 0.02 | 0.02 | 0.02 | 0.02 | 0.02 | 0.02 | 0.02 | 0.02 | 0.02 | 0.02 | 0.02 | 0.02 | 0.02 | 0.02 | 0.02 | 0.02 | 0.02 | 0.02 | 0.02 | 0.02 | 0.02 | 0.02 | 0.02 | 0.02 | 0.02 | 0.02 | 0.02 | 0.02 | 0.02 | 0.02 | 0.02 | 0.02 | 0.02 | 0.02 | 0.02 | 0.02 | 0.02 | 0.02 | 0.02 | 0.02
emax, upper limit on deadband output (pu) | 0.1 | 0.1 | 0.1 | 0.1 | 0.1 | 0.1 | 0.1 | 0.1 | 0.1 | 0.1 | 0.1 | 0.1 | 0.1 | 0.1 | 0.1 | 0.1 | 0.1 | 0.1 | 0.1 | 0.1 | 0.1 | 0.1 | 0.1 | 0.1 | 0.1 | 0.1 | 0.1 | 0.1 | 0.1 | 0.1 | 0.1 | 0.1 | 0.1 | 0.1 | 0.1 | 0.1 | 0.1 | 0.1 | 0.1 | 0.1 | 0.1 | 0.1 | 0.1 | 0.1 | 0.1 | 0.1 | 0.1 | 0.1 | 0.1 | 0.1 | 0.1 | 0.1 | 0.1 | 0.1 | 0.1 | 0.1 | 0.1 | 0.1 | 0.1 | 0.1 | 0.1 | 0.1 | 0.1 | 0.1 | 0.1 | 0.1 | 0.1 | 0.1 | 0.1 | 0.1 | 0.1 | 0.1 | 0.1 | 0.1 | 0.1 | 0.1 | 0.1 | 0.1 | 0.1 | 0.1 | 0.1 | 0.1 | 0.1 | 0.1 | 0.1 | 0.1 | 0.1 | 0.1 | 0.1 | 0.1 | 0.1
emin, lower limit on deadband output (pu) | -0.1 | -0.1 | -0.1 | -0.1 | -0.1 | -0.1 | -0.1 | -0.1 | -0.1 | -0.1 | -0.1 | -0.1 | -0.1 | -0.1 | -0.1 | -0.1 | -0.1 | -0.1 | -0.1 | -0.1 | -0.1 | -0.1 | -0.1 | -0.1 | -0.1 | -0.1 | -0.1 | -0.1 | -0.1 | -0.1 | -0.1 | -0.1 | -0.1 | -0.1 | -0.1 | -0.1 | -0.1 | -0.1 | -0.1 | -0.1 | -0.1 | -0.1 | -0.1 | -0.1 | -0.1 | -0.1 | -0.1 | -0.1 | -0.1 | -0.1 | -0.1 | -0.1 | -0.1 | -0.1 | -0.1 | -0.1 | -0.1 | -0.1 | -0.1 | -0.1 | -0.1 | -0.1 | -0.1 | -0.1 | -0.1 | -0.1 | -0.1 | -0.1 | -0.1 | -0.1 | -0.1 | -0.1 | -0.1 | -0.1 | -0.1 | -0.1 | -0.1 | -0.1 | -0.1 | -0.1 | -0.1 | -0.1 | -0.1 | -0.1 | -0.1 | -0.1 | -0.1 | -0.1 | -0.1 | -0.1 | -0.1
dbd1, lower threshold for reactive power control deadband (<=0) | -1 | -1 | -1 | -1 | -1 | -1 | -1 | -1 | -1 | -1 | -1 | -1 | -1 | -1 | -1 | -1 | -1 | -1 | -1 | -1 | -1 | -1 | -1 | -1 | -1 | -1 | -1 | -1 | -1 | -1 | -1 | -1 | -1 | -1 | -1 | -1 | -1 | -1 | -1 | -1 | -1 | -1 | -1 | -1 | -1 | -1 | -1 | -1 | -1 | -1 | -1 | -1 | -1 | -1 | -1 | -1 | -1 | -1 | -1 | -1 | -1 | -1 | -1 | -1 | -1 | -1 | -1 | -1 | -1 | -1 | -1 | -1 | -1 | -1 | -1 | -1 | -1 | -1 | -1 | -1 | -1 | -1 | -1 | -1 | -1 | -1 | -1 | -1 | -1 | -1 | -1
dbd2, upper threshold for reactive power control deadband (>=0) | 1 | 1 | 1 | 1 | 1 | 1 | 1 | 1 | 1 | 1 | 1 | 1 | 1 | 1 | 1 | 1 | 1 | 1 | 1 | 1 | 1 | 1 | 1 | 1 | 1 | 1 | 1 | 1 | 1 | 1 | 1 | 1 | 1 | 1 | 1 | 1 | 1 | 1 | 1 | 1 | 1 | 1 | 1 | 1 | 1 | 1 | 1 | 1 | 1 | 1 | 1 | 1 | 1 | 1 | 1 | 1 | 1 | 1 | 1 | 1 | 1 | 1 | 1 | 1 | 1 | 1 | 1 | 1 | 1 | 1 | 1 | 1 | 1 | 1 | 1 | 1 | 1 | 1 | 1 | 1 | 1 | 1 | 1 | 1 | 1 | 1 | 1 | 1 | 1 | 1 | 1
Qmax, Upper limit on output of V/Q control (pu) | 0.43 | 0.43 | 0.43 | 0.43 | 0.43 | 0.43 | 0.43 | 0.43 | 0.43 | 0.43 | 0.43 | 0.43 | 0.43 | 0.43 | 0.43 | 0.43 | 0.43 | 0.43 | 0.43 | 0.43 | 0.43 | 0.43 | 0.43 | 0.43 | 0.43 | 0.43 | 0.43 | 0.43 | 0.43 | 0.43 | 0.43 | 0.43 | 0.43 | 0.43 | 0.43 | 0.43 | 0.43 | 0.43 | 0.43 | 0.43 | 0.43 | 0.43 | 0.43 | 0.43 | 0.43 | 0.43 | 0.43 | 0.43 | 0.43 | 0.43 | 0.43 | 0.43 | 0.43 | 0.43 | 0.43 | 0.43 | 0.43 | 0.43 | 0.43 | 0.43 | 0.43 | 0.43 | 0.43 | 0.43 | 0.43 | 0.43 | 0.43 | 0.43 | 0.43 | 0.43 | 0.43 | 0.43 | 0.43 | 0.43 | 0.43 | 0.43 | 0.43 | 0.43 | 0.43 | 0.43 | 0.43 | 0.43 | 0.43 | 0.43 | 0.43 | 0.43 | 0.43 | 0.43 | 0.43 | 0.43 | 0.43
Qmin, Lower limit on output of V/Q control (pu) | -0.43 | -0.43 | -0.43 | -0.43 | -0.43 | -0.43 | -0.43 | -0.43 | -0.43 | -0.43 | -0.43 | -0.43 | -0.43 | -0.43 | -0.43 | -0.43 | -0.43 | -0.43 | -0.43 | -0.43 | -0.43 | -0.43 | -0.43 | -0.43 | -0.43 | -0.43 | -0.43 | -0.43 | -0.43 | -0.43 | -0.43 | -0.43 | -0.43 | -0.43 | -0.43 | -0.43 | -0.43 | -0.43 | -0.43 | -0.43 | -0.43 | -0.43 | -0.43 | -0.43 | -0.43 | -0.43 | -0.43 | -0.43 | -0.43 | -0.43 | -0.43 | -0.43 | -0.43 | -0.43 | -0.43 | -0.43 | -0.43 | -0.43 | -0.43 | -0.43 | -0.43 | -0.43 | -0.43 | -0.43 | -0.43 | -0.43 | -0.43 | -0.43 | -0.43 | -0.43 | -0.43 | -0.43 | -0.43 | -0.43 | -0.43 | -0.43 | -0.43 | -0.43 | -0.43 | -0.43 | -0.43 | -0.43 | -0.43 | -0.43 | -0.43 | -0.43 | -0.43 | -0.43 | -0.43 | -0.43 | -0.43
Kpg, Proportional gain for power control (pu) | 1 | 1 | 1 | 1 | 1 | 1 | 1 | 1 | 1 | 1 | 1 | 1 | 1 | 1 | 1 | 1 | 1 | 1 | 1 | 1 | 1 | 1 | 1 | 1 | 1 | 1 | 1 | 1 | 1 | 1 | 1 | 1 | 1 | 1 | 1 | 1 | 1 | 1 | 1 | 1 | 1 | 1 | 1 | 1 | 1 | 1 | 1 | 1 | 1 | 1 | 1 | 1 | 1 | 1 | 1 | 1 | 1 | 1 | 1 | 1 | 1 | 1 | 1 | 1 | 1 | 1 | 1 | 1 | 1 | 1 | 1 | 1 | 1 | 1 | 1 | 1 | 1 | 1 | 1 | 1 | 1 | 1 | 1 | 1 | 1 | 1 | 1 | 1 | 1 | 1 | 1
Kig, Proportional gain for power control (pu) | 0.05 | 0.05 | 0.05 | 0.05 | 0.05 | 0.05 | 0.05 | 0.05 | 0.05 | 0.05 | 0.05 | 0.05 | 0.05 | 0.05 | 0.05 | 0.05 | 0.05 | 0.05 | 0.05 | 0.05 | 0.05 | 0.05 | 0.05 | 0.05 | 0.05 | 0.05 | 0.05 | 0.05 | 0.05 | 0.05 | 0.05 | 0.05 | 0.05 | 0.05 | 0.05 | 0.05 | 0.05 | 0.05 | 0.05 | 0.05 | 0.05 | 0.05 | 0.05 | 0.05 | 0.05 | 0.05 | 0.05 | 0.05 | 0.05 | 0.05 | 0.05 | 0.05 | 0.05 | 0.05 | 0.05 | 0.05 | 0.05 | 0.05 | 0.05 | 0.05 | 0.05 | 0.05 | 0.05 | 0.05 | 0.05 | 0.05 | 0.05 | 0.05 | 0.05 | 0.05 | 0.05 | 0.05 | 0.05 | 0.05 | 0.05 | 0.05 | 0.05 | 0.05 | 0.05 | 0.05 | 0.05 | 0.05 | 0.05 | 0.05 | 0.05 | 0.05 | 0.05 | 0.05 | 0.05 | 0.05 | 0.05
Tp, Real power measurement filter time constant (s) | 0.25 | 0.25 | 0.25 | 0.25 | 0.25 | 0.25 | 0.25 | 0.25 | 0.25 | 0.25 | 0.25 | 0.25 | 0.25 | 0.25 | 0.25 | 0.25 | 0.25 | 0.25 | 0.25 | 0.25 | 0.25 | 0.25 | 0.25 | 0.25 | 0.25 | 0.25 | 0.25 | 0.25 | 0.25 | 0.25 | 0.25 | 0.25 | 0.25 | 0.25 | 0.25 | 0.25 | 0.25 | 0.25 | 0.25 | 0.25 | 0.25 | 0.25 | 0.25 | 0.25 | 0.25 | 0.25 | 0.25 | 0.25 | 0.25 | 0.25 | 0.25 | 0.25 | 0.25 | 0.25 | 0.25 | 0.25 | 0.25 | 0.25 | 0.25 | 0.25 | 0.25 | 0.25 | 0.25 | 0.25 | 0.25 | 0.25 | 0.25 | 0.25 | 0.25 | 0.25 | 0.25 | 0.25 | 0.25 | 0.25 | 0.25 | 0.25 | 0.25 | 0.25 | 0.25 | 0.25 | 0.25 | 0.25 | 0.25 | 0.25 | 0.25 | 0.25 | 0.25 | 0.25 | 0.25 | 0.25 | 0.25
fdbd1, Deadband for frequency control, lower threshold (<=0) | -1 | -1 | -1 | -1 | -1 | -1 | -1 | -1 | -1 | -1 | -1 | -1 | -1 | -1 | -1 | -1 | -1 | -1 | -1 | -1 | -1 | -1 | -1 | -1 | -1 | -1 | -1 | -1 | -1 | -1 | -1 | -1 | -1 | -1 | -1 | -1 | -1 | -1 | -1 | -1 | -1 | -1 | -1 | -1 | -1 | -1 | -1 | -1 | -1 | -1 | -1 | -1 | -1 | -1 | -1 | -1 | -1 | -1 | -1 | -1 | -1 | -1 | -1 | -1 | -1 | -1 | -1 | -1 | -1 | -1 | -1 | -1 | -1 | -1 | -1 | -1 | -1 | -1 | -1 | -1 | -1 | -1 | -1 | -1 | -1 | -1 | -1 | -1 | -1 | -1 | -1
fdbd2, Deadband for frequency control, upper threshold (>=0) | 1 | 1 | 1 | 1 | 1 | 1 | 1 | 1 | 1 | 1 | 1 | 1 | 1 | 1 | 1 | 1 | 1 | 1 | 1 | 1 | 1 | 1 | 1 | 1 | 1 | 1 | 1 | 1 | 1 | 1 | 1 | 1 | 1 | 1 | 1 | 1 | 1 | 1 | 1 | 1 | 1 | 1 | 1 | 1 | 1 | 1 | 1 | 1 | 1 | 1 | 1 | 1 | 1 | 1 | 1 | 1 | 1 | 1 | 1 | 1 | 1 | 1 | 1 | 1 | 1 | 1 | 1 | 1 | 1 | 1 | 1 | 1 | 1 | 1 | 1 | 1 | 1 | 1 | 1 | 1 | 1 | 1 | 1 | 1 | 1 | 1 | 1 | 1 | 1 | 1 | 1
femax, frequency error upper limit (pu) | 99 | 99 | 99 | 99 | 99 | 99 | 99 | 99 | 99 | 99 | 99 | 99 | 99 | 99 | 99 | 99 | 99 | 99 | 99 | 99 | 99 | 99 | 99 | 99 | 99 | 99 | 99 | 99 | 99 | 99 | 99 | 99 | 99 | 99 | 99 | 99 | 99 | 99 | 99 | 99 | 99 | 99 | 99 | 99 | 99 | 99 | 99 | 99 | 99 | 99 | 99 | 99 | 99 | 99 | 99 | 99 | 99 | 99 | 99 | 99 | 99 | 99 | 99 | 99 | 99 | 99 | 99 | 99 | 99 | 99 | 99 | 99 | 99 | 99 | 99 | 99 | 99 | 99 | 99 | 99 | 99 | 99 | 99 | 99 | 99 | 99 | 99 | 99 | 99 | 99 | 99
femin, frequency error lower limit (pu) | -99 | -99 | -99 | -99 | -99 | -99 | -99 | -99 | -99 | -99 | -99 | -99 | -99 | -99 | -99 | -99 | -99 | -99 | -99 | -99 | -99 | -99 | -99 | -99 | -99 | -99 | -99 | -99 | -99 | -99 | -99 | -99 | -99 | -99 | -99 | -99 | -99 | -99 | -99 | -99 | -99 | -99 | -99 | -99 | -99 | -99 | -99 | -99 | -99 | -99 | -99 | -99 | -99 | -99 | -99 | -99 | -99 | -99 | -99 | -99 | -99 | -99 | -99 | -99 | -99 | -99 | -99 | -99 | -99 | -99 | -99 | -99 | -99 | -99 | -99 | -99 | -99 | -99 | -99 | -99 | -99 | -99 | -99 | -99 | -99 | -99 | -99 | -99 | -99 | -99 | -99
Pmax, upper limit on power reference (pu) | 1 | 1 | 1 | 1 | 1 | 1 | 1 | 1 | 1 | 1 | 1 | 1 | 1 | 1 | 1 | 1 | 1 | 1 | 1 | 1 | 1 | 1 | 1 | 1 | 1 | 1 | 1 | 1 | 1 | 1 | 1 | 1 | 1 | 1 | 1 | 1 | 1 | 1 | 1 | 1 | 1 | 1 | 1 | 1 | 1 | 1 | 1 | 1 | 1 | 1 | 1 | 1 | 1 | 1 | 1 | 1 | 1 | 1 | 1 | 1 | 1 | 1 | 1 | 1 | 1 | 1 | 1 | 1 | 1 | 1 | 1 | 1 | 1 | 1 | 1 | 1 | 1 | 1 | 1 | 1 | 1 | 1 | 1 | 1 | 1 | 1 | 1 | 1 | 1 | 1 | 1
Pmin, lower limit on power reference (pu) | 0 | 0 | 0 | 0 | 0 | 0 | 0 | 0 | 0 | 0 | 0 | 0 | 0 | 0 | 0 | 0 | 0 | 0 | 0 | 0 | 0 | 0 | 0 | 0 | 0 | 0 | 0 | 0 | 0 | 0 | 0 | 0 | 0 | 0 | 0 | 0 | 0 | 0 | 0 | 0 | 0 | 0 | 0 | 0 | 0 | 0 | 0 | 0 | 0 | 0 | 0 | 0 | 0 | 0 | 0 | 0 | 0 | 0 | 0 | 0 | 0 | 0 | 0 | 0 | 0 | 0 | 0 | 0 | 0 | 0 | 0 | 0 | 0 | 0 | 0 | 0 | 0 | 0 | 0 | 0 | 0 | 0 | 0 | 0 | 0 | 0 | 0 | 0 | 0 | 0 | 0
Tg, Power Controller lag time constant (s) | 0.1 | 0.1 | 0.1 | 0.1 | 0.1 | 0.1 | 0.1 | 0.1 | 0.1 | 0.1 | 0.1 | 0.1 | 0.1 | 0.1 | 0.1 | 0.1 | 0.1 | 0.1 | 0.1 | 0.1 | 0.1 | 0.1 | 0.1 | 0.1 | 0.1 | 0.1 | 0.1 | 0.1 | 0.1 | 0.1 | 0.1 | 0.1 | 0.1 | 0.1 | 0.1 | 0.1 | 0.1 | 0.1 | 0.1 | 0.1 | 0.1 | 0.1 | 0.1 | 0.1 | 0.1 | 0.1 | 0.1 | 0.1 | 0.1 | 0.1 | 0.1 | 0.1 | 0.1 | 0.1 | 0.1 | 0.1 | 0.1 | 0.1 | 0.1 | 0.1 | 0.1 | 0.1 | 0.1 | 0.1 | 0.1 | 0.1 | 0.1 | 0.1 | 0.1 | 0.1 | 0.1 | 0.1 | 0.1 | 0.1 | 0.1 | 0.1 | 0.1 | 0.1 | 0.1 | 0.1 | 0.1 | 0.1 | 0.1 | 0.1 | 0.1 | 0.1 | 0.1 | 0.1 | 0.1 | 0.1 | 0.1
Ddn, droop for over-frequency conditions (pu) | 0 | 0 | 0 | 0 | 0 | 0 | 0 | 0 | 0 | 0 | 0 | 0 | 0 | 0 | 0 | 0 | 0 | 0 | 0 | 0 | 0 | 0 | 0 | 0 | 0 | 0 | 0 | 0 | 0 | 0 | 0 | 0 | 0 | 0 | 0 | 0 | 0 | 0 | 0 | 0 | 0 | 0 | 0 | 0 | 0 | 0 | 0 | 0 | 0 | 0 | 0 | 0 | 0 | 0 | 0 | 0 | 0 | 0 | 0 | 0 | 0 | 0 | 0 | 0 | 0 | 0 | 0 | 0 | 0 | 0 | 0 | 0 | 0 | 0 | 0 | 0 | 0 | 0 | 0 | 0 | 0 | 0 | 0 | 0 | 0 | 0 | 0 | 0 | 0 | 0 | 0
Dup, droop for under-frequency conditions (pu) | 0 | 0 | 0 | 0 | 0 | 0 | 0 | 0 | 0 | 0 | 0 | 0 | 0 | 0 | 0 | 0 | 0 | 0 | 0 | 0 | 0 | 0 | 0 | 0 | 0 | 0 | 0 | 0 | 0 | 0 | 0 | 0 | 0 | 0 | 0 | 0 | 0 | 0 | 0 | 0 | 0 | 0 | 0 | 0 | 0 | 0 | 0 | 0 | 0 | 0 | 0 | 0 | 0 | 0 | 0 | 0 | 0 | 0 | 0 | 0 | 0 | 0 | 0 | 0 | 0 | 0 | 0 | 0 | 0 | 0 | 0 | 0 | 0 | 0 | 0 | 0 | 0 | 0 | 0 | 0 | 0 | 0 | 0 | 0 | 0 | 0 | 0 | 0 | 0 | 0 | 0

## pll
Bus | 1003 | 1004 | 1032 | 1034 | 1101 | 1301 | 1303 | 1333 | 1401 | 1402 | 1431 | 2130 | 2202 | 2203 | 2332 | 2400 | 2401 | 2402 | 2403 | 2405 | 2406 | 2407 | 2408 | 2409 | 2410 | 2411 | 2431 | 2434 | 2438 | 2438 | 2439 | 2502 | 2503 | 2533 | 2613 | 2615 | 2618 | 2631 | 3101 | 3103 | 3104 | 3201 | 3202 | 3203 | 3204 | 3205 | 3234 | 3302 | 3303 | 3304 | 3305 | 3401 | 3403 | 3404 | 3405 | 3433 | 3501 | 3805 | 3835 | 3907 | 3913 | 3918 | 3923 | 3924 | 3932 | 3933 | 3933 | 4031 | 4031 | 4035 | 4039 | 4131 | 4132 | 4232 | 5032 | 5032 | 6132 | 6132 | 6235 | 6333 | 6401 | 6433 | 6510 | 6533 | 6533 | 7001 | 7031 | 7032 | 8003 | 8004 | 8005
ID | DP | DP | S | W | DP | DP | DP | S | DP | DP | S | S | DP | DP | S | DP | DP | DP | DP | DP | DP | DP | DP | DP | DP | DP | S | S | S | SW | S | DP | DP | S | DP | DP | DP | S | DP | DP | DP | DP | DP | DP | DP | DP | NW | DP | DP | DP | DP | DP | DP | DP | DP | S | DP | DP | S | DP | DP | DP | DP | DP | S | NW | S | S | W | W | W | W | W | W | S | W | S | W | W | W | DP | W | DP | S | W | DP | W | S | DP | DP | DP
ke | 0.69 | 0.69 | 0.69 | 0.69 | 0.69 | 0.69 | 0.69 | 0.69 | 0.69 | 0.69 | 0.69 | 0.69 | 0.69 | 0.69 | 0.69 | 0.69 | 0.69 | 0.69 | 0.69 | 0.69 | 0.69 | 0.69 | 0.69 | 0.69 | 0.69 | 0.69 | 0.69 | 0.69 | 0.69 | 0.69 | 0.69 | 0.69 | 0.69 | 0.69 | 0.69 | 0.69 | 0.69 | 0.69 | 0.69 | 0.69 | 0.69 | 0.69 | 0.69 | 0.69 | 0.69 | 0.69 | 0.69 | 0.69 | 0.69 | 0.69 | 0.69 | 0.69 | 0.69 | 0.69 | 0.69 | 0.69 | 0.69 | 0.69 | 0.69 | 0.69 | 0.69 | 0.69 | 0.69 | 0.69 | 0.69 | 0.69 | 0.69 | 0.69 | 0.69 | 0.69 | 0.69 | 0.69 | 0.69 | 0.69 | 0.69 | 0.69 | 0.69 | 0.69 | 0.69 | 0.69 | 0.69 | 0.69 | 0.69 | 0.69 | 0.69 | 0.69 | 0.69 | 0.69 | 0.69 | 0.69 | 0.69
te | 0.125 | 0.125 | 0.125 | 0.125 | 0.125 | 0.125 | 0.125 | 0.125 | 0.125 | 0.125 | 0.125 | 0.125 | 0.125 | 0.125 | 0.125 | 0.125 | 0.125 | 0.125 | 0.125 | 0.125 | 0.125 | 0.125 | 0.125 | 0.125 | 0.125 | 0.125 | 0.125 | 0.125 | 0.125 | 0.125 | 0.125 | 0.125 | 0.125 | 0.125 | 0.125 | 0.125 | 0.125 | 0.125 | 0.125 | 0.125 | 0.125 | 0.125 | 0.125 | 0.125 | 0.125 | 0.125 | 0.125 | 0.125 | 0.125 | 0.125 | 0.125 | 0.125 | 0.125 | 0.125 | 0.125 | 0.125 | 0.125 | 0.125 | 0.125 | 0.125 | 0.125 | 0.125 | 0.125 | 0.125 | 0.125 | 0.125 | 0.125 | 0.125 | 0.125 | 0.125 | 0.125 | 0.125 | 0.125 | 0.125 | 0.125 | 0.125 | 0.125 | 0.125 | 0.125 | 0.125 | 0.125 | 0.125 | 0.125 | 0.125 | 0.125 | 0.125 | 0.125 | 0.125 | 0.125 | 0.125 | 0.125